## 24 Hours- AHP General
24 Hours- AHP General
GaugeName | Code | Status | Display | Enabled | Mandatory | Min Value | Max Value
HFO T-10 Lvl ( Float) |  | In Service Stand-By In-Active PTW | true | true | true | 0 | 0
HFO T-10 Lvl ( Radar ) |  | In Service Stand-By In-Active PTW | true | true | true | 0 | 0
HFO T-10 ( Tank Temp ) |  | In Service Stand-By In-Active PTW | true | true | true | 0 | 0
HFO T-20 Lvl ( Float) |  | In Service Stand-By In-Active PTW | true | true | true | 0 | 0
HFO T-20 Lvl (Radar) |  | In Service Stand-By In-Active PTW | true | true | true | 0 | 0
HFO T-20 ( Tank Temp ) |  | In Service Stand-By In-Active PTW | true | true | true | 0 | 0
HFO Receipt Qty in MT |  | In Service Stand-By In-Active PTW | true | true | true | 0 | 0
HSD T-30 Lvl ( Float) |  | In Service Stand-By In-Active PTW | true | true | true | 0 | 0
HSD Receipt Qty in KL |  | In Service Stand-By In-Active PTW | true | true | true | 0 | 0
HSD T-40 Lvl ( Float) |  | In Service Stand-By In-Active PTW | true | true | true | 0 | 0
HSD Receipt Qty in KL |  | In Service Stand-By In-Active PTW | true | true | true | 0 | 0
Conveying Air Compressor - 1 |  | In Service Stand-By In-Active PTW | true | true | true | 0 | 0
Conveying Air Compressor - 2 |  | In Service Stand-By In-Active PTW | true | true | true | 0 | 0
Conveying Air Compressor - 3 |  | In Service Stand-By In-Active PTW | true | true | true | 0 | 0
CMB discharge to CW fore bay makeup - integrator Reading |  | In Service Stand-By In-Active PTW | true | true | true | 0 | 0
Fly Ash truck unloaded |  | In Service Stand-By In-Active PTW | true | true | true | 0 | 0
Bottom Ash truck unloaded (Internal) |  | In Service Stand-By In-Active PTW | true | true | true | 0 | 0
Bottom Ash truck unloaded (External) |  | In Service Stand-By In-Active PTW | true | true | true | 0 | 0
Transmitter outrage in hrs |  | In Service Stand-By In-Active PTW | true | true | true | 0 | 0

## 24 Hours - Boiler DCS
24 Hours- Boiler DCS General
GaugeName | Code | Status | Display | Enabled | Mandatory | Min Value | Max Value
Fuel Master (day Avg) - 250MW |  | In Service Stand-By In-Active PTW | true | true | true | 0 | 0
Fuel Master (day Avg) - 170MW |  | In Service Stand-By In-Active PTW | true | true | true | 0 | 0
Mill 10 - Lignite conveyor 14 |  | In Service Stand-By In-Active PTW | true | true | true | 0 | 0
Mill 20 - Lignite conveyor 24 |  | In Service Stand-By In-Active PTW | true | true | true | 0 | 0
Mill 30 - Lignite conveyor 35 |  | In Service Stand-By In-Active PTW | true | true | true | 0 | 0
Mill 40 - Lignite conveyor 45 |  | In Service Stand-By In-Active PTW | true | true | true | 0 | 0
Mill 50 - Lignite conveyor 54 |  | In Service Stand-By In-Active PTW | true | true | true | 0 | 0
Mill 60 - Lignite conveyor 64 |  | In Service Stand-By In-Active PTW | true | true | true | 0 | 0
SO2 |  | In Service Stand-By In-Active PTW | true | true | true | 0 | 0
Nox |  | In Service Stand-By In-Active PTW | true | true | true | 0 | 0
CO |  | In Service Stand-By In-Active PTW | true | true | true | 0 | 0
SPM ( DUST ) |  | In Service Stand-By In-Active PTW | true | true | true | 0 | 0
O2 |  | In Service Stand-By In-Active PTW | true | true | true | 0 | 0
Bottom ash Truck (prev day N + cur day M+E) internal Dumping |  | In Service Stand-By In-Active PTW | true | true | true | 0 | 0
Bottom ash Truck (External Party) |  | In Service Stand-By In-Active PTW | true | true | true | 0 | 0
Fly Ash Truck (previous day N + current day M+E) |  | In Service Stand-By In-Active PTW | true | true | true | 0 | 0
Fly ash Qty sent to ash ponD ( wet ash disposal ) |  | In Service Stand-By In-Active PTW | true | true | true | 0 | 0
HSD Inventory |  | In Service Stand-By In-Active PTW | true | true | true | 0 | 0
HFO Inventory |  | In Service Stand-By In-Active PTW | true | true | true | 0 | 0

## 24 Hours- Boiler Field General
24 Hours- Boiler Field General
GaugeName | Code | Status | Display | Enabled | Mandatory | Min Value | Max Value
Main Boiler Supply FO Int.Rdg |  | In Service Stand-By In-Active PTW | true | true | true | 0 | 0
Main Boiler Return FO Int.Rdg |  | In Service Stand-By In-Active PTW | true | true | true | 0 | 0

## 24 Hours- DM and BOPP General
24 Hours- DM and BOPP General
GaugeName | Code | Status | Display | Enabled | Mandatory | Min Value | Max Value
Reservoir # 1 Level |  | In Service Stand-By In-Active PTW | true | true | true | 0 | 0
Reservoir # 2 Level |  | In Service Stand-By In-Active PTW | true | true | true | 0 | 0
DM water storage tank Level |  | In Service Stand-By In-Active PTW | true | true | true | 0 | 0
Potable water tank level |  | In Service Stand-By In-Active PTW | true | true | true | 0 | 0
DM plant - Water Production |  | In Service Stand-By In-Active PTW | true | true | true | 0 | 0
Borewell header to Reservoir - integrator Reading |  | In Service Stand-By In-Active PTW | true | true | true | 0 | 0
Borewell header to CW fore bay makeup - integrator Reading |  | In Service Stand-By In-Active PTW | true | true | true | 0 | 0
Reservoir to CW fore bay makeup - integrator Reading |  | In Service Stand-By In-Active PTW | true | true | true | 0 | 0
Cooling water blow down - integrator Reading. |  | In Service Stand-By In-Active PTW | true | true | true | 0 | 0
Cooling water blow down to AHP - integrator Reading. |  | In Service Stand-By In-Active PTW | true | true | true | 0 | 0
Cooling water blow down to village pond - integrator Reading |  | In Service Stand-By In-Active PTW | true | true | true | 0 | 0
Service water system discharge flow - integrator Reading |  | In Service Stand-By In-Active PTW | true | true | true | 0 | 0
Seal water supply - integrator Reading |  | In Service Stand-By In-Active PTW | true | true | true | 0 | 0
Seal water return to Service water sump - integrator Reading |  | In Service Stand-By In-Active PTW | true | true | true | 0 | 0
Raw water from Reservoir to DM plant - integrator Reading |  | In Service Stand-By In-Active PTW | true | true | true | 0 | 0
Potable Tank makeup - integrator Reading |  | In Service Stand-By In-Active PTW | true | true | true | 0 | 0
STP - Inlet water flow - integrator Reading |  | In Service Stand-By In-Active PTW | true | true | true | 0 | 0
STP - Treated water flow - integrator Reading |  | In Service Stand-By In-Active PTW | true | true | true | 0 | 0
Fire fighting water flow - integrator Reading |  | In Service Stand-By In-Active PTW | true | true | true | 0 | 0
Drinking water supply to village # 1 - integrator Reading |  | In Service Stand-By In-Active PTW | true | true | true | 0 | 0
Drinking water supply to village # 2 - integrator Reading |  | In Service Stand-By In-Active PTW | true | true | true | 0 | 0
Firefighting Electric Hydrant - 201 |  | In Service Stand-By In-Active PTW | true | true | true | 0 | 0
Firefighting Electric spray - 301 |  | In Service Stand-By In-Active PTW | true | true | true | 0 | 0
Firefighting Electric Hydrant - 201 |  | In Service Stand-By In-Active PTW | true | true | true | 0 | 0
Firefighting Electric spray - 301 |  | In Service Stand-By In-Active PTW | true | true | true | 0 | 0
STP incommer |  | In Service Stand-By In-Active PTW | true | true | true | 0 | 0

## 24 Hours- LHP General
24 Hours- LHP General
GaugeName | Code | Status | Display | Enabled | Mandatory | Min Value | Max Value
BC # 1 Lignite Receipt integrator Reading |  | In Service Stand-By In-Active PTW | true | true | true | 0 | 0
BC # 3 Lignite Receipt integrator Reading |  | In Service Stand-By In-Active PTW | true | true | true | 0 | 0
Conveyor # 1A Load Cell integrator Reading |  | In Service Stand-By In-Active PTW | true | true | true | 0 | 0
Conveyor # 1B Load Cell integrator Reading |  | In Service Stand-By In-Active PTW | true | true | true | 0 | 0
Lignite direct feeding to boiler bunkers |  | In Service Stand-By In-Active PTW | true | true | true | 0 | 0
Cumulative Lignite bunkers level at 24:00 hrs |  | In Service Stand-By In-Active PTW | true | true | true | 0 | 0
LHP Conveyor 1A |  | In Service Stand-By In-Active PTW | true | true | true | 0 | 0
LHP Conveyor 1B |  | In Service Stand-By In-Active PTW | true | true | true | 0 | 0
LHP Auto sampler - integrator Reading |  | In Service Stand-By In-Active PTW | true | true | true | 0 | 0
LHP DSS pump-1 |  | In Service Stand-By In-Active PTW | true | true | true | 0 | 0
LHP DSS pump-2 |  | In Service Stand-By In-Active PTW | true | true | true | 0 | 0
LHP Incomer 1 |  | In Service Stand-By In-Active PTW | true | true | true | 0 | 0
LHP Incomer 2 |  | In Service Stand-By In-Active PTW | true | true | true | 0 | 0
Lignite Inventory |  | In Service Stand-By In-Active PTW | true | true | true | 0 | 0

## 24 Hours- Switchyard General
24 Hours- Switchyard General
GaugeName | Code | Status | Display | Enabled | Mandatory | Min Value | Max Value
Perambalur Import Readings |  | In Service Stand-By In-Active PTW | true | true | true | 0 | 0
Perambalur Export Readings |  | In Service Stand-By In-Active PTW | true | true | true | 0 | 0
Deviakurichi Import Readings |  | In Service Stand-By In-Active PTW | true | true | true | 0 | 0
Deviakurichi Export Readings |  | In Service Stand-By In-Active PTW | true | true | true | 0 | 0
Cuddalore Import Readings |  | In Service Stand-By In-Active PTW | true | true | true | 0 | 0
Cuddalore Export Readings |  | In Service Stand-By In-Active PTW | true | true | true | 0 | 0
NLC-II Import Readings |  | In Service Stand-By In-Active PTW | true | true | true | 0 | 0
NLC-II Export Readings |  | In Service Stand-By In-Active PTW | true | true | true | 0 | 0
Net import ( Switch yard meters) |  | In Service Stand-By In-Active PTW | true | true | true | 0 | 0
Import ( UAT 1&2 meters ) |  | In Service Stand-By In-Active PTW | true | true | true | 0 | 0
Net Export |  | In Service Stand-By In-Active PTW | true | true | true | 0 | 0
Peramballur feeder Tx |  | In Service Stand-By In-Active PTW | true | true | true | 0 | 0
Peramballur feeder Rx |  | In Service Stand-By In-Active PTW | true | true | true | 0 | 0
Peramballur feeder AGC |  | In Service Stand-By In-Active PTW | true | true | true | 0 | 0
NLC feeder Tx |  | In Service Stand-By In-Active PTW | true | true | true | 0 | 0
NLC feeder Rx |  | In Service Stand-By In-Active PTW | true | true | true | 0 | 0
NLC feeder AGC |  | In Service Stand-By In-Active PTW | true | true | true | 0 | 0
Deviakurichi feeder Tx |  | In Service Stand-By In-Active PTW | true | true | true | 0 | 0
Deviakurichi feeder Rx |  | In Service Stand-By In-Active PTW | true | true | true | 0 | 0
Deviakurichi feeder AGC |  | In Service Stand-By In-Active PTW | true | true | true | 0 | 0
Cuddalore feeder Tx |  | In Service Stand-By In-Active PTW | true | true | true | 0 | 0
Cuddalorefeeder Rx |  | In Service Stand-By In-Active PTW | true | true | true | 0 | 0
Cuddalore feeder AGC |  | In Service Stand-By In-Active PTW | true | true | true | 0 | 0

## 24 Hours - Turbine DCS
24 Hours- Turbine DCS General
GaugeName | Code | Status | Display | Enabled | Mandatory | Min Value | Max Value
Reserve Condensate Tank Level |  | In Service Stand-By In-Active PTW | true | true | true | 0 | 0
Boiler condensate Tank Level |  | In Service Stand-By In-Active PTW | true | true | true | 0 | 0
Condensate Drain Tank Level |  | In Service Stand-By In-Active PTW | true | true | true | 0 | 0
DM water to condenser / CST integrator Reading |  | In Service Stand-By In-Active PTW | true | true | true | 0 | 0
Deemed Generation |  | In Service Stand-By In-Active PTW | true | true | true | 0 | 0

## 24 Hours- Turbine Local General
24 Hours- Turbine Local General
GaugeName | Code | Status | Display | Enabled | Mandatory | Min Value | Max Value
Generator Main meter Reading - Display 3 |  | In Service Stand-By In-Active PTW | true | true | true | 0 | 0
Generator Check meter Reading- Display 3 |  | In Service Stand-By In-Active PTW | true | true | true | 0 | 0
UAT # 1 (main) Rdg |  | In Service Stand-By In-Active PTW | true | true | true | 0 | 0
UAT # 1 (Check) Rdg |  | In Service Stand-By In-Active PTW | true | true | true | 0 | 0
UAT # 2 (main) Rdg |  | In Service Stand-By In-Active PTW | true | true | true | 0 | 0
UAT # 2 (Check) Rdg |  | In Service Stand-By In-Active PTW | true | true | true | 0 | 0
CST to Main unit ( RCTP discharge flow) |  | In Service Stand-By In-Active PTW | true | true | true | 0 | 0
Boiler Feed Pump - 1 |  | In Service Stand-By In-Active PTW | true | true | true | 0 | 0
Boiler Feed Pump - 2 |  | In Service Stand-By In-Active PTW | true | true | true | 0 | 0
Boiler Feed Pump - 3 |  | In Service Stand-By In-Active PTW | true | true | true | 0 | 0
Main Cooling Water Pump - 1 |  | In Service Stand-By In-Active PTW | true | true | true | 0 | 0
Main Cooling Water Pump - 2 |  | In Service Stand-By In-Active PTW | true | true | true | 0 | 0
Main Cooling Water Pump - 3 |  | In Service Stand-By In-Active PTW | true | true | true | 0 | 0
Condensate Extraction Pump - 1 |  | In Service Stand-By In-Active PTW | true | true | true | 0 | 0
Condensate Extraction Pump - 2 |  | In Service Stand-By In-Active PTW | true | true | true | 0 | 0
Forced Draft Fan - 1 |  | In Service Stand-By In-Active PTW | true | true | true | 0 | 0
Forced Draft Fan - 2 |  | In Service Stand-By In-Active PTW | true | true | true | 0 | 0
Mill -10 |  | In Service Stand-By In-Active PTW | true | true | true | 0 | 0
Mill -20 |  | In Service Stand-By In-Active PTW | true | true | true | 0 | 0
Mill -30 |  | In Service Stand-By In-Active PTW | true | true | true | 0 | 0
Mill -40 |  | In Service Stand-By In-Active PTW | true | true | true | 0 | 0
Mill -50 |  | In Service Stand-By In-Active PTW | true | true | true | 0 | 0
Mill -60 |  | In Service Stand-By In-Active PTW | true | true | true | 0 | 0
Instrument Air Compressor - 1 |  | In Service Stand-By In-Active PTW | true | true | true | 0 | 0
Instrument Air Compressor - 2 |  | In Service Stand-By In-Active PTW | true | true | true | 0 | 0
Instrument Air Compressor - 3 |  | In Service Stand-By In-Active PTW | true | true | true | 0 | 0
Hydrogen cylinder consumption (00:00 to 24:00 hrs) |  | In Service Stand-By In-Active PTW | true | true | true | 0 | 0
Oxygen cylinder consumption (00:00 to 24:00 hrs) |  | In Service Stand-By In-Active PTW | true | true | true | 0 | 0

## Generator Hourly Log
Generator (MWhr)
GaugeName | Code | Status | Display | Enabled | Mandatory | Min Value | Max Value
Generator (MWhr) - Display I |  | Main Check | true | true | true | 0 | 0
Generator (MWhr) - Display III |  | Main Check | true | true | true | 0 | 0
UAT #1 (MWhr)
UAT #1 (MWhr) - Display I |  | Main Check | true | true | true | 0 | 0
UAT #1 (MWhr) - Display III |  | Main Check | true | true | true | 0 | 0
UAT #2 (MWhr)
UAT #2 (MWhr) - Display I |  | Main Check | true | true | true | 0 | 0
UAT #2 (MWhr) - Display III |  | Main Check | true | true | true | 0 | 0
Active Load (MW) - MF/2
Active Load (MW) - MF/2 |  | Main Check | true | true | true | 0 | 0
Reactive Load (Mvar) - MF/2
Reactive Load (Mvar) - MF/2 |  | Main Check | true | true | true | -0.2 | -0.2
Hourly Generation (MWhr)
Hourly Generation (MWhr) |  | Main Check | true | true | true | 0 | 0
MWhr (Cumulative)
Generator (MWhr) - Display III |  | Main Check | true | true | true | 0 | 0
MWhr (Cumulative)
UAT #1 (MWhr) - Display III |  | Main Check | true | true | true | 0 | 0
MWhr (Cumulative)
UAT #2 (MWhr) - Display III |  | Main Check | true | true | true | 0 | 0
UAT #1 (MWhr)
UAT #1 (MWhr) - Display I |  | Main Check | true | true | true | 0 | 0
UAT #1 (MWhr) - Display III |  | Main Check | true | true | true | 0 | 0
UAT #2 (MWhr)
UAT #2 (MWhr) - Display I |  | Main Check | true | true | true | 0 | 0
UAT #2 (MWhr) - Display III |  | Main Check | true | true | true | 0 | 0
Active Load (MW) - MF/2
Active Load (MW) - MF/2 |  | Main Check | true | true | true | 0 | 0
Reactive Load (Mvar) - MF/2
Reactive Load (Mvar) - MF/2 |  | Main Check | true | true | true | -0.2 | -0.2
Hourly Generation (MWhr)
Hourly Generation (MWhr) |  | Main Check | true | true | true | 0 | 0
MWhr (Cumulative)
Generator (MWhr) - Display III |  | Main Check | true | true | true | 0 | 0
MWhr (Cumulative)
UAT #1 (MWhr) - Display III |  | Main Check | true | true | true | 0 | 0
MWhr (Cumulative)
UAT #2 (MWhr) - Display III |  | Main Check | true | true | true | 0 | 0
UAT #1 (MWhr)
UAT #1 (MWhr) - Display I |  | Main Check | true | true | true | 0 | 0
UAT #1 (MWhr) - Display III |  | Main Check | true | true | true | 0 | 0
UAT #2 (MWhr)
UAT #2 (MWhr) - Display I |  | Main Check | true | true | true | 0 | 0
UAT #2 (MWhr) - Display III |  | Main Check | true | true | true | 0 | 0
Active Load (MW) - MF/2
Active Load (MW) - MF/2 |  | Main Check | true | true | true | 0 | 0
Reactive Load (Mvar) - MF/2
Reactive Load (Mvar) - MF/2 |  | Main Check | true | true | true | -0.2 | -0.2
Hourly Generation (MWhr)
Hourly Generation (MWhr) |  | Main Check | true | true | true | 0 | 0
MWhr (Cumulative)
Generator (MWhr) - Display III |  | Main Check | true | true | true | 0 | 0
MWhr (Cumulative)
UAT #1 (MWhr) - Display III |  | Main Check | true | true | true | 0 | 0
MWhr (Cumulative)
UAT #2 (MWhr) - Display III |  | Main Check | true | true | true | 0 | 0

## Switchyard Hourly log
PERAMBALUR
GaugeName | Code | Status | Display | Enabled | Mandatory | Min Value | Max Value
Import |  | Main Check | true | true | true | 0 | 0
Export |  | Main Check | true | true | true | 0 | 0
NLC 2
Import |  | Main Check | true | true | true | 0 | 0
Export |  | Main Check | true | true | true | 0 | 0
DEVIAKURICHI
Import |  | Main Check | true | true | true | 0 | 0
Export |  | Main Check | true | true | true | 0 | 0
CUDDALORE
Import |  | Main Check | true | true | true | 0 | 0
Export |  | Main Check | true | true | true | 0 | 0
PERAMBALUR
Tx |  | Main Check | true | true | true | 0 | 0
Rx |  | Main Check | true | true | true | 0 | 0
AGC Value |  | Main Check | true | true | true | 0 | 0
NLC
Tx |  | Main Check | true | true | true | 0 | 0
Rx |  | Main Check | true | true | true | 0 | 0
AGC Value |  | Main Check | true | true | true | 0 | 0
DEVIAKURICHI
Tx |  | Main Check | true | true | true | 0 | 0
Rx |  | Main Check | true | true | true | 0 | 0
AGC Value |  | Main Check | true | true | true | 0 | 0
CUDDALORE
Tx |  | Main Check | true | true | true | 0 | 0
Rx |  | Main Check | true | true | true | 0 | 0
AGC Value |  | Main Check | true | true | true | 0 | 0
NLC 2
Import |  | Main Check | true | true | true | 0 | 0
Export |  | Main Check | true | true | true | 0 | 0
DEVIAKURICHI
Import |  | Main Check | true | true | true | 0 | 0
Export |  | Main Check | true | true | true | 0 | 0
CUDDALORE
Import |  | Main Check | true | true | true | 0 | 0
Export |  | Main Check | true | true | true | 0 | 0
PERAMBALUR
Tx |  | Main Check | true | true | true | 0 | 0
Rx |  | Main Check | true | true | true | 0 | 0
AGC Value |  | Main Check | true | true | true | 0 | 0
NLC
Tx |  | Main Check | true | true | true | 0 | 0
Rx |  | Main Check | true | true | true | 0 | 0
AGC Value |  | Main Check | true | true | true | 0 | 0
DEVIAKURICHI
Tx |  | Main Check | true | true | true | 0 | 0
Rx |  | Main Check | true | true | true | 0 | 0
AGC Value |  | Main Check | true | true | true | 0 | 0
CUDDALORE
Tx |  | Main Check | true | true | true | 0 | 0
Rx |  | Main Check | true | true | true | 0 | 0
AGC Value |  | Main Check | true | true | true | 0 | 0

## Switchyard Log - I
GT BAY - GENERAL
GaugeName | Code | Status | Display | Enabled | Mandatory | Min Value | Max Value
SF6 Pressure R/Y/B |  | In Service Stand-By In-Active PTW | true | true | true | 0 | 0
Air Receiver Pressure |  | In Service Stand-By In-Active PTW | true | true | true | 0 | 0
Comp R.H |  | In Service Stand-By In-Active PTW | true | true | true | 0 | 0
GT BAY - LAVT'S
Counter Reading R |  | In Service Stand-By In-Active PTW | true | true | true | 0 | 0
Counter Reading Y |  | In Service Stand-By In-Active PTW | true | true | true | 0 | 0
Counter Reading B |  | In Service Stand-By In-Active PTW | true | true | true | 0 | 0
Leakage Current R/Y/B |  | In Service Stand-By In-Active PTW | true | true | true | 0 | 0
GT BAY - BUS I
Voltage R-Y |  | In Service Stand-By In-Active PTW | true | true | true | 0 | 0
Voltage Y-B |  | In Service Stand-By In-Active PTW | true | true | true | 0 | 0
Voltage B-R |  | In Service Stand-By In-Active PTW | true | true | true | 0 | 0
Current - R |  | In Service Stand-By In-Active PTW | true | true | true | 0 | 0
Current - Y |  | In Service Stand-By In-Active PTW | true | true | true | 0 | 0
Current - B |  | In Service Stand-By In-Active PTW | true | true | true | 0 | 0
Power Factor |  | In Service Stand-By In-Active PTW | true | true | true | -1 | -1
Active Load |  | In Service Stand-By In-Active PTW | true | true | true | 0 | 0
Reactive Load |  | In Service Stand-By In-Active PTW | true | true | true | -100 | -100
TRANSFER BAY
SF6 Pressure R/Y/B |  | In Service Stand-By In-Active PTW | true | true | true | 0 | 0
Air Pressure |  | In Service Stand-By In-Active PTW | true | true | true | 0 | 0
Current - R |  | In Service Stand-By In-Active PTW | true | true | true | 0 | 0
Current - Y |  | In Service Stand-By In-Active PTW | true | true | true | 0 | 0
Current - B |  | In Service Stand-By In-Active PTW | true | true | true | 0 | 0
Bus 1
Voltage R-Y |  | In Service Stand-By In-Active PTW | true | true | true | 0 | 0
Voltage Y-B |  | In Service Stand-By In-Active PTW | true | true | true | 0 | 0
Voltage B-R |  | In Service Stand-By In-Active PTW | true | true | true | 0 | 0
Voltage R-N |  | In Service Stand-By In-Active PTW | true | true | true | 0 | 0
Voltage Y-N |  | In Service Stand-By In-Active PTW | true | true | true | 0 | 0
Voltage B-N |  | In Service Stand-By In-Active PTW | true | true | true | 0 | 0
Frequency |  | In Service Stand-By In-Active PTW | true | true | true | 0 | 0
Bus 2
Voltage R-Y |  | In Service Stand-By In-Active PTW | true | true | true | 0 | 0
Voltage Y-B |  | In Service Stand-By In-Active PTW | true | true | true | 0 | 0
Voltage B-R |  | In Service Stand-By In-Active PTW | true | true | true | 0 | 0
Voltage R-N |  | In Service Stand-By In-Active PTW | true | true | true | 0 | 0
Voltage Y-N |  | In Service Stand-By In-Active PTW | true | true | true | 0 | 0
Voltage B-N |  | In Service Stand-By In-Active PTW | true | true | true | 0 | 0
Frequency |  | In Service Stand-By In-Active PTW | true | true | true | 0 | 0
Bus Coupler
Current - R |  | In Service Stand-By In-Active PTW | true | true | true | 0 | 0
Current - Y |  | In Service Stand-By In-Active PTW | true | true | true | 0 | 0
Current - B |  | In Service Stand-By In-Active PTW | true | true | true | 0 | 0
SF6 Pressure R/Y/B |  | In Service Stand-By In-Active PTW | true | true | true | 0 | 0
Air Pressure (Ksc) |  | In Service Stand-By In-Active PTW | true | true | true | 0 | 0
PERAMBALUR BAY General 1
SF6 Pressure R/Y/B |  | In Service Stand-By In-Active PTW | true | true | true | 0 | 0
Air Pressure (Ksc) |  | In Service Stand-By In-Active PTW | true | true | true | 0 | 0
PERAMBALUR BAY General 2
Counter Reading R |  | In Service Stand-By In-Active PTW | true | true | true | 0 | 0
Counter Reading Y |  | In Service Stand-By In-Active PTW | true | true | true | 0 | 0
Counter Reading B |  | In Service Stand-By In-Active PTW | true | true | true | 0 | 0
Leakage Current R/Y/B |  | In Service Stand-By In-Active PTW | true | true | true | 0 | 0
PERAMBALUR BAY BUS II
Voltage R-Y |  | In Service Stand-By In-Active PTW | true | true | true | 0 | 0
Voltage Y-B |  | In Service Stand-By In-Active PTW | true | true | true | 0 | 0
Voltage B-R |  | In Service Stand-By In-Active PTW | true | true | true | 0 | 0
Voltage R-N |  | In Service Stand-By In-Active PTW | true | true | true | 0 | 0
Voltage Y-N |  | In Service Stand-By In-Active PTW | true | true | true | 0 | 0
Voltage B-N |  | In Service Stand-By In-Active PTW | true | true | true | 0 | 0
Current - R |  | In Service Stand-By In-Active PTW | true | true | true | 0 | 0
Current - Y |  | In Service Stand-By In-Active PTW | true | true | true | 0 | 0
Current - B |  | In Service Stand-By In-Active PTW | true | true | true | 0 | 0
Frequency |  | In Service Stand-By In-Active PTW | true | true | true | 0 | 0
Power Factor |  | In Service Stand-By In-Active PTW | true | true | true | -1 | -1
Active Load |  | In Service Stand-By In-Active PTW | true | true | true | -100 | -100
Reactive Load |  | In Service Stand-By In-Active PTW | true | true | true | -100 | -100
NLC BAY General 1
SF6 Pressure R/Y/B |  | In Service Stand-By In-Active PTW | true | true | true | 0 | 0
Air Pressure (Ksc) |  | In Service Stand-By In-Active PTW | true | true | true | 0 | 0
NLC BAY General 2
Counter Reading R |  | In Service Stand-By In-Active PTW | true | true | true | 0 | 0
Counter Reading Y |  | In Service Stand-By In-Active PTW | true | true | true | 0 | 0
Counter Reading B |  | In Service Stand-By In-Active PTW | true | true | true | 0 | 0
Leakage Current R/Y/B |  | In Service Stand-By In-Active PTW | true | true | true | 0 | 0
NLC BAY
Voltage R-Y |  | In Service Stand-By In-Active PTW | true | true | true | 0 | 0
Voltage Y-B |  | In Service Stand-By In-Active PTW | true | true | true | 0 | 0
Voltage B-R |  | In Service Stand-By In-Active PTW | true | true | true | 0 | 0
Voltage R-N |  | In Service Stand-By In-Active PTW | true | true | true | 0 | 0
Voltage Y-N |  | In Service Stand-By In-Active PTW | true | true | true | 0 | 0
Voltage B-N |  | In Service Stand-By In-Active PTW | true | true | true | 0 | 0
Current - R |  | In Service Stand-By In-Active PTW | true | true | true | 0 | 0
Current - Y |  | In Service Stand-By In-Active PTW | true | true | true | 0 | 0
Current - B |  | In Service Stand-By In-Active PTW | true | true | true | 0 | 0
Frequency |  | In Service Stand-By In-Active PTW | true | true | true | 0 | 0
Power Factor |  | In Service Stand-By In-Active PTW | true | true | true | -1 | -1
Active Load |  | In Service Stand-By In-Active PTW | true | true | true | -250 | -250
Reactive Load |  | In Service Stand-By In-Active PTW | true | true | true | -100 | -100
DEVIAKURCHI BAY General 1
SF6 Pressure R/Y/B |  | In Service Stand-By In-Active PTW | true | true | true | 0 | 0
Air Pressure (Ksc) |  | In Service Stand-By In-Active PTW | true | true | true | 0 | 0
DEVIAKURCHI BAY General 2
Counter Reading R |  | In Service Stand-By In-Active PTW | true | true | true | 0 | 0
Counter Reading Y |  | In Service Stand-By In-Active PTW | true | true | true | 0 | 0
Counter Reading B |  | In Service Stand-By In-Active PTW | true | true | true | 0 | 0
Leakage Current R/Y/B |  | In Service Stand-By In-Active PTW | true | true | true | 0 | 0
DEVIAKURCHI BAY BUS I
Voltage R-Y |  | In Service Stand-By In-Active PTW | true | true | true | 0 | 0
Voltage Y-B |  | In Service Stand-By In-Active PTW | true | true | true | 0 | 0
Voltage B-R |  | In Service Stand-By In-Active PTW | true | true | true | 0 | 0
Voltage R-N |  | In Service Stand-By In-Active PTW | true | true | true | 0 | 0
Voltage Y-N |  | In Service Stand-By In-Active PTW | true | true | true | 0 | 0
Voltage B-N |  | In Service Stand-By In-Active PTW | true | true | true | 0 | 0
Current - R |  | In Service Stand-By In-Active PTW | true | true | true | 0 | 0
Current - Y |  | In Service Stand-By In-Active PTW | true | true | true | 0 | 0
Current - B |  | In Service Stand-By In-Active PTW | true | true | true | 0 | 0
Frequency |  | In Service Stand-By In-Active PTW | true | true | true | 0 | 0
Power Factor |  | In Service Stand-By In-Active PTW | true | true | true | -1 | -1
Active Load |  | In Service Stand-By In-Active PTW | true | true | true | -100 | -100
Reactive Load |  | In Service Stand-By In-Active PTW | true | true | true | -100 | -100
CUDDALORE BAY General 1
SF6 Pressure R/Y/B |  | In Service Stand-By In-Active PTW | true | true | true | 0 | 0
Air Pressure (Ksc) |  | In Service Stand-By In-Active PTW | true | true | true | 0 | 0
CUDDALORE BAY General 2
Counter Reading R |  | In Service Stand-By In-Active PTW | true | true | true | 0 | 0
Counter Reading Y |  | In Service Stand-By In-Active PTW | true | true | true | 0 | 0
Counter Reading B |  | In Service Stand-By In-Active PTW | true | true | true | 0 | 0
Leakage Current R/Y/B |  | In Service Stand-By In-Active PTW | true | true | true | 0 | 0
CUDDALORE BAY BUS I
Voltage R-Y |  | In Service Stand-By In-Active PTW | true | true | true | 0 | 0
Voltage Y-B |  | In Service Stand-By In-Active PTW | true | true | true | 0 | 0
Voltage B-R |  | In Service Stand-By In-Active PTW | true | true | true | 0 | 0
Voltage R-N |  | In Service Stand-By In-Active PTW | true | true | true | 0 | 0
Voltage Y-N |  | In Service Stand-By In-Active PTW | true | true | true | 0 | 0
Voltage B-N |  | In Service Stand-By In-Active PTW | true | true | true | 0 | 0
Current - R |  | In Service Stand-By In-Active PTW | true | true | true | 0 | 0
Current - Y |  | In Service Stand-By In-Active PTW | true | true | true | 0 | 0
Current - B |  | In Service Stand-By In-Active PTW | true | true | true | 0 | 0
Frequency |  | In Service Stand-By In-Active PTW | true | true | true | 0 | 0
Power Factor |  | In Service Stand-By In-Active PTW | true | true | true | -1 | -1
Active Load |  | In Service Stand-By In-Active PTW | true | true | true | -100 | -100
Reactive Load |  | In Service Stand-By In-Active PTW | true | true | true | -100 | -100

## MCR Boiler Log
MCR Boiler General
GaugeName | Code | Status | Display | Enabled | Mandatory | Min Value | Max Value
Unit Load | 10CFA01CE901_DISP | In Service Stand-By In-Active PTW | true | true | true | 0 | 0
Boiler Master Set Point | 10CJD00DU001 | In Service Stand-By In-Active PTW | true | true | true | 0 | 0
Fuel master | 10CJD10DU500 | In Service Stand-By In-Active PTW | true | true | true | 0 | 0
Bunker Level Total | 10HFA00CL905_AV | In Service Stand-By In-Active PTW | true | true | true | 0 | 0
Feeder Speed Set Point | 10CJD10DU500_0UT1 | In Service Stand-By In-Active PTW | true | true | true | 0 | 0
Slag Bath Speed | 10HDA11CS001_AV | In Service Stand-By In-Active PTW | true | true | true | 0 | 0
Pressure oil hydraulic drive | 10HDA11CP303 | In Service Stand-By In-Active PTW | true | true | true | 0 | 0
FW enthalpy | 10LAC00DU100E | In Service Stand-By In-Active PTW | true | true | true | -50 | 0
Feed water Flow Eco to Evap | 10HAC21FF003 | In Service Stand-By In-Active PTW | true | true | true | 345 | 360
Total Combustion Air Flow | 10HLA00FF905 | In Service Stand-By In-Active PTW | true | true | true | 0 | 0
Temp aft HFO Preheater 1 | 10HJF02CT001 | In Service Stand-By In-Active PTW | true | true | true | 0 | 0
Temp aft HFO Preheater 2 | 10HJF03CT001 | In Service Stand-By In-Active PTW | true | true | true | 0 | 0
HFO Pr. Bef Flow CV | 10HJF05CP001 | In Service Stand-By In-Active PTW | true | true | true | 18 | 19
HFO Pr. Aft Flow CV | 10HJF05CP002 | In Service Stand-By In-Active PTW | true | true | true | 0 | 0
Furnace Pressure | 10HBK11 CP004 | In Service Stand-By In-Active PTW | true | true | true | -10 | -10
Vertical Duct FG pressure 1 | 10HNA01CP001 | In Service Stand-By In-Active PTW | true | true | true | -20 | -15
ID Fan 1 Suction Pressure | 10HNA13CP001 | In Service Stand-By In-Active PTW | true | true | true | -75 | -65
Speed ID Fan 1 | 10HNC11CS001 | In Service Stand-By In-Active PTW | true | true | true | 0 | 0
Current ID Fan 1 | 10HNC11CE001 | In Service Stand-By In-Active PTW | true | true | true | 0 | 0
Vibration ID Fan 1 Bearing | 10HNC11CY001 | In Service Stand-By In-Active PTW | true | true | true | 0 | 0
Temp ID Fan1 Bearing NDE | 10HNC11CT010 | In Service Stand-By In-Active PTW | true | true | true | 0 | 0
Temp ID Fan1 Bearing DE | 10HNC11CT011 | In Service Stand-By In-Active PTW | true | true | true | 0 | 0
ID fan 2 Suction pressure | 10HNA23CP001 | In Service Stand-By In-Active PTW | true | true | true | -75 | -75
Speed ID Fan 2 | 10HNC21CS001 | In Service Stand-By In-Active PTW | true | true | true | 0 | 0
Current ID Fan 2 | 10HNC21CE001 | In Service Stand-By In-Active PTW | true | true | true | 0 | 0
Vibration ID Fan 2 Bearing | 10HNC21CY001 | In Service Stand-By In-Active PTW | true | true | true | 0 | 0
Temp ID Fan2 Bearing NDE | 10HNC21CT010 | In Service Stand-By In-Active PTW | true | true | true | 0 | 0
Temp ID Fan2 Bearing DE | 10HNC21CT011 | In Service Stand-By In-Active PTW | true | true | true | 0 | 0
FD Fan1 VFD Speed | 10HLB11CS001 | In Service Stand-By In-Active PTW | true | true | true | 0 | 0
FD Fan 1 VFD Current | 10HLB11CE001 | In Service Stand-By In-Active PTW | true | true | true | 0 | 0
FD Fan1 Discharge pressure | 10HLA12CP001 | In Service Stand-By In-Active PTW | true | true | true | 5 | 4
Current FD Fan 1 | 10HLB11CE100 | In Service Stand-By In-Active PTW | true | true | true | 0 | 0
Vibration Y FD Fan 1 Bearing | 10HLB11CY001 | In Service Stand-By In-Active PTW | true | true | true | 0 | 0
Temp FD Fan 1 Bearing 1 | 10HLB11CT010 | In Service Stand-By In-Active PTW | true | true | true | 0 | 0
Temp FD Fan 1 Bearing 2 | 10HLB11CT011 | In Service Stand-By In-Active PTW | true | true | true | 0 | 0
Temp FD fan 1 motor brg 1 | 10HLB11CT012_AV | In Service Stand-By In-Active PTW | true | true | true | 0 | 0
Temp FD fan 1 motor brg 2 | 10HLB11CT013_AV | In Service Stand-By In-Active PTW | true | true | true | 0 | 0
FD Fan2 VFD Speed | 10HLB21CS001 | In Service Stand-By In-Active PTW | true | true | true | 0 | 0
FD Fan 2 VFD Current | 10HLB21CE001 | In Service Stand-By In-Active PTW | true | true | true | 0 | 0
FD Fan2 Discharge pressure | 10HLA22CP001 | In Service Stand-By In-Active PTW | true | true | true | 5 | 4
Current FD Fan 2 | 10HLB21CE100 | In Service Stand-By In-Active PTW | true | true | true | 0 | 0
Vibration Y FD Fan 2 Bearing | 10HLB21CY001 | In Service Stand-By In-Active PTW | true | true | true | 0 | 0
Temp FD Fan 2 Bearing 1 | 10HLB21CT010 | In Service Stand-By In-Active PTW | true | true | true | 0 | 0
Temp FD Fan 2 Bearing 2 | 10HLB21CT011 | In Service Stand-By In-Active PTW | true | true | true | 0 | 0
Temp FD fan 2 motor brg 1 | 10HLB21CT012_AV | In Service Stand-By In-Active PTW | true | true | true | 0 | 0
Temp FD fan 2 motor brg 2 | 10HLB21CT013_AV | In Service Stand-By In-Active PTW | true | true | true | 0 | 0
RAPH 1 Hot End Bear T 1 | 10HLD11CT001 | In Service Stand-By In-Active PTW | true | true | true | 0 | 0
RAPH 1 Cold End Bear T 2 | 10HLD11CT002 | In Service Stand-By In-Active PTW | true | true | true | 0 | 0
RAPH 2 Hot End Bear T 1 | 10HLD22CT001 | In Service Stand-By In-Active PTW | true | true | true | 0 | 0
RAPH 2 Cold End Bear T 2 | 10HLD22CT002 | In Service Stand-By In-Active PTW | true | true | true | 0 | 0
DP across RAPH1 | 10HNA12CP901 | In Service Stand-By In-Active PTW | true | true | true | 0 | 0
DP across RAPH2 | 10HNA22CP901 | In Service Stand-By In-Active PTW | true | true | true | 0 | 0
Pressure Comb Air Cross Duct | 10HLA31CP901 | In Service Stand-By In-Active PTW | true | true | true | 5 | 4
Temp Air FD fan inlet 1 | 10HLA11 | In Service Stand-By In-Active PTW | true | true | true | 0 | 0
Temp Air FD fan inlet 2 | 21CT001 | In Service Stand-By In-Active PTW | true | true | true | 0 | 0
Temp Air Aft RAPH 1 | 10HLA14CT001 | In Service Stand-By In-Active PTW | true | true | true | 0 | 0
Temp Air Aft RAPH 1 | 10HLA14CT002 | In Service Stand-By In-Active PTW | true | true | true | 0 | 0
Temp Air Aft RAPH 2 | 10HLA24CT001 | In Service Stand-By In-Active PTW | true | true | true | 0 | 0
Temp Air Aft RAPH 2 | 10HLA24CT002 | In Service Stand-By In-Active PTW | true | true | true | 0 | 0
Temp FG before SH 2 | 10HBK11CT001 | In Service Stand-By In-Active PTW | true | true | true | 0 | 0
Temp FG before SH 2 | 10HBK11CT002 | In Service Stand-By In-Active PTW | true | true | true | 0 | 0
Temp FG beforeRH2/ SH 3 | 10HBK21CT001 | In Service Stand-By In-Active PTW | true | true | true | 0 | 0
Temp FG beforeRH2/ SH 3 | 10HBK21CT002 | In Service Stand-By In-Active PTW | true | true | true | 0 | 0
Temp FG before SH 1 | 10HBK31CT001 | In Service Stand-By In-Active PTW | true | true | true | 0 | 0
Temp FG before SH 1 | 10HBK31CT002 | In Service Stand-By In-Active PTW | true | true | true | 0 | 0
Temp FG before RH 1 | 10HBK41CT001 | In Service Stand-By In-Active PTW | true | true | true | 0 | 0
Temp FG before RH 1 | 10HBK41CT002 | In Service Stand-By In-Active PTW | true | true | true | 0 | 0
Temp FG before Eco | 10HBK51CT/001 | In Service Stand-By In-Active PTW | true | true | true | 0 | 0
Temp FG before Eco | 10HBK51CT002 | In Service Stand-By In-Active PTW | true | true | true | 0 | 0
Temp FG Vertical Duct | 10HNA01CT901 | In Service Stand-By In-Active PTW | true | true | true | 0 | 0
Temp FG After RAPH 1 | 10HNA12CT001 | In Service Stand-By In-Active PTW | true | true | true | 0 | 0
Temp FG After RAPH 1 | 10HNA12CT002 | In Service Stand-By In-Active PTW | true | true | true | 0 | 0
Temp FG After RAPH 2 | 10HNA22CT001 | In Service Stand-By In-Active PTW | true | true | true | 0 | 0
Temp FG After RAPH 2 | 10HNA22CT002 | In Service Stand-By In-Active PTW | true | true | true | 0 | 0
Temp FG Stack 1 | 10HNE11CT001 | In Service Stand-By In-Active PTW | true | true | true | 0 | 0
02 % FG Vertical Duct | 10HNA01CQ901 | In Service Stand-By In-Active PTW | true | true | true | 1.5 | 1.7
O2 controller mode of operation | 10HNA01DQ001 | In Service Stand-By In-Active PTW | true | true | true | 0 | 0
02 % FG Stack | 10HNE11CQ904 | In Service Stand-By In-Active PTW | true | true | true | 0 | 0
CO FG Stack | 10HNE11CQ903 | In Service Stand-By In-Active PTW | true | true | true | 0 | 0
Nox FG Stack | 10HNE11CQ902 | In Service Stand-By In-Active PTW | true | true | true | 0 | 0
So2 FG Stack | 10HNE11CQ901 | In Service Stand-By In-Active PTW | true | true | true | 0 | 0
Dust Emission FG Stack | 10HNE11CQ005 | In Service Stand-By In-Active PTW | true | true | true | 0 | 0
Temp FW Eco Inlet | 10LAB65CT001 | In Service Stand-By In-Active PTW | true | true | true | 0 | 0
Temp FW Eco Outlet L | 10HAC21CT001 | In Service Stand-By In-Active PTW | true | true | true | 0 | 0
Temp FW Eco Outlet R | 10HAC21CT002 | In Service Stand-By In-Active PTW | true | true | true | 0 | 0
Temp Evap Front Wall 0/l Hdr | 10HAD21CT001 | In Service Stand-By In-Active PTW | true | true | true | 0 | 0
Temp Evap Left Wall O/I Hdr | 10HAD23CT001 | In Service Stand-By In-Active PTW | true | true | true | 0 | 0
Temp Evap Rear Wall O/I Hdr | 10HAD22CT001 | In Service Stand-By In-Active PTW | true | true | true | 0 | 0
Temp Evap Right Wall O/I Hdr | 10HAD24CT001 | In Service Stand-By In-Active PTW | true | true | true | 0 | 0
Pr.Collecting Bottle | 10HAD80CP901 | In Service Stand-By In-Active PTW | true | true | true | 0 | 0
Temp Collecting Bottle Top | 10HAD80CT102 | In Service Stand-By In-Active PTW | true | true | true | 0 | 0
Temp SH1 inlet Hdr L | 10HAH01CT001 | In Service Stand-By In-Active PTW | true | true | true | 0 | 0
Temp SH1 inlet Hdr R | 10HAH02CT001 | In Service Stand-By In-Active PTW | true | true | true | 0 | 0
Temp aft SH1 L | 10HAH21CT901 | In Service Stand-By In-Active PTW | true | true | true | 0 | 0
Temp aft SH1 R | 10HAH22CT901 | In Service Stand-By In-Active PTW | true | true | true | 0 | 0
Flow HP Spray Atmp 21 | 10LAE21FF001 | In Service Stand-By In-Active PTW | true | true | true | -1 | -1
Flow HP Spray Atmp 22 | 10LAE22FF001 | In Service Stand-By In-Active PTW | true | true | true | -1 | -1
Temp aft SH2 L | 10HAH41CT901 | In Service Stand-By In-Active PTW | true | true | true | 0 | 0
Temp aft SH2 R | 10HAH42CT901 | In Service Stand-By In-Active PTW | true | true | true | 0 | 0
Flow HP spray Atmp 41 | 10LAE41FF001 | In Service Stand-By In-Active PTW | true | true | true | -1 | -1
Flow HP spray Atmp 42 | 10LAE42FF001 | In Service Stand-By In-Active PTW | true | true | true | -1 | -1
Temp SH3 Outlot Hdr L | 10LAE41FF001 | In Service Stand-By In-Active PTW | true | true | true | 0 | 0
Temp SH3 Outlot Hdr R | 10LAE42FF001 | In Service Stand-By In-Active PTW | true | true | true | 0 | 0
Temp aft RH1 L | 10LBB11CT901 | In Service Stand-By In-Active PTW | true | true | true | 0 | 0
Temp aft RH1 R | 10LBB12CT901 | In Service Stand-By In-Active PTW | true | true | true | 0 | 0
Temp RH2 Outlet Hdr L | 10LBB11CT901 | In Service Stand-By In-Active PTW | true | true | true | 0 | 0
Temp RH2 Outlet Hdr R | 10LBB12CT901 | In Service Stand-By In-Active PTW | true | true | true | 0 | 0
Condensate flow DP | 10LCA80CF001 | In Service Stand-By In-Active PTW | true | true | true | 0 | 0
Mill 10
Mill 10 Current | 10HFC13CF100 | In Service Stand-By In-Active PTW | true | true | true | 0 | 0
Mill 10 Speed | 10HFC12AS001 | In Service Stand-By In-Active PTW | true | true | true | 0 | 0
Mill 10 Scoop |  | In Service Stand-By In-Active PTW | true | true | true | 0 | 0
Temp Mill 10 Classifier | 10HHE10CT901 | In Service Stand-By In-Active PTW | true | true | true | 0 | 0
Pri. Air Flow to Mill 10 | 10HFE10FF001 | In Service Stand-By In-Active PTW | true | true | true | 0 | 0
Sec. Air Flow to Mill 10 | 10HHL10FF901 | In Service Stand-By In-Active PTW | true | true | true | 0 | 17500
Mill 10 bearing Temp DE | 10HFC11CT021 | In Service Stand-By In-Active PTW | true | true | true | 0 | 0
Mill 10 bearing Temp NDE | 10HFC11CT011 | In Service Stand-By In-Active PTW | true | true | true | 0 | 0
Mill 20
Mill 20 Current | 10HFC23CE100 | In Service Stand-By In-Active PTW | true | true | true | 0 | 0
Mill 20 Speed | 10HFC22AS001 | In Service Stand-By In-Active PTW | true | true | true | 0 | 0
Mill 20 Scoop |  | In Service Stand-By In-Active PTW | true | true | true | 0 | 0
Temp Mill 20 Classifier | 10HHE20CT901 | In Service Stand-By In-Active PTW | true | true | true | 0 | 0
Pri. Air Flow to Mill 20 | 10HFE20FF001 | In Service Stand-By In-Active PTW | true | true | true | 0 | 0
Sec. Air Flow to Mill 20 | 10HHL20FF901 | In Service Stand-By In-Active PTW | true | true | true | 0 | 17500
Mill 20 bearing Temp DE | 10HFC21CT021 | In Service Stand-By In-Active PTW | true | true | true | 0 | 0
Mill 20 bearing Temp NDE | 10HFC21CT011 | In Service Stand-By In-Active PTW | true | true | true | 0 | 0
Mill 30
Miil 30 Current | 10HFC33CE100 | In Service Stand-By In-Active PTW | true | true | true | 0 | 0
Mill 30 Speed | 10HFC33CE100 | In Service Stand-By In-Active PTW | true | true | true | 0 | 0
Mill 30 Scoop |  | In Service Stand-By In-Active PTW | true | true | true | 0 | 0
Temp Mill 30 Classifier | 10HHE30CT901 | In Service Stand-By In-Active PTW | true | true | true | 0 | 0
Pri. Air Flow to Mill 30 | 10HFE30FF001 | In Service Stand-By In-Active PTW | true | true | true | 0 | 0
Sec. Air Flow to Mill 30 | 10HHL30FF901 | In Service Stand-By In-Active PTW | true | true | true | 0 | 17500
Mill 30 bearing Temp DE | 10HFC31CT021 | In Service Stand-By In-Active PTW | true | true | true | 0 | 0
Mill 30 bearing Temp NDE | 10HFC31CT011 | In Service Stand-By In-Active PTW | true | true | true | 0 | 0
Mill 40
Mill 40 Current | 10HFC43CE100 | In Service Stand-By In-Active PTW | true | true | true | 0 | 0
Mill 40 Speed | 10HFC42AS001 | In Service Stand-By In-Active PTW | true | true | true | 0 | 0
Mill 40 Scoop |  | In Service Stand-By In-Active PTW | true | true | true | 0 | 0
Temp Mill 40 Classifier | 10HHE40CT901 | In Service Stand-By In-Active PTW | true | true | true | 0 | 0
Pri. Air Flow to Mill 40 | 10HFE40FF001 | In Service Stand-By In-Active PTW | true | true | true | 0 | 0
Sec. Air Flow to Mill 40 | 10HHL40FF901 | In Service Stand-By In-Active PTW | true | true | true | 0 | 17500
Mill 40 bearing Temp DE | 10HFC41CT021 | In Service Stand-By In-Active PTW | true | true | true | 0 | 0
Mill 40 bearing Temp NDE | 10HFC41CT011 | In Service Stand-By In-Active PTW | true | true | true | 0 | 0
Mill 50
Mill 50 Current | 10HFC53CE100 | In Service Stand-By In-Active PTW | true | true | true | 0 | 0
Mill 50 Speed | 10HFC52AS001 | In Service Stand-By In-Active PTW | true | true | true | 0 | 0
Mill 50 Scoop |  | In Service Stand-By In-Active PTW | true | true | true | 0 | 0
Temp Mill 50 Classifier | 10HHE50CT901 | In Service Stand-By In-Active PTW | true | true | true | 0 | 0
Pri. Air Flow to Mill 50 | 10HFE50FF001 | In Service Stand-By In-Active PTW | true | true | true | 0 | 0
Sec. Air Flow to Mill 50 | 10HHL50FF901 | In Service Stand-By In-Active PTW | true | true | true | 0 | 17500
Mill 50 bearing Temp DE | 10HFC51CT021 | In Service Stand-By In-Active PTW | true | true | true | 0 | 0
Mill 50 bearing Temp NDE | 10HFC51CT011 | In Service Stand-By In-Active PTW | true | true | true | 0 | 0
Mill 60
Mill 60 Current | 10HFC51CT021 | In Service Stand-By In-Active PTW | true | true | true | 0 | 0
Mill 60 Speed | 10HFC62AS001 | In Service Stand-By In-Active PTW | true | true | true | 0 | 0
Mill 60 Scoop |  | In Service Stand-By In-Active PTW | true | true | true | 0 | 0
Temp Mill 60 Classifier | 10HHE60CT901 | In Service Stand-By In-Active PTW | true | true | true | 0 | 0
Pri. Air Flow to Mill 60 | 10HFE60FF001 | In Service Stand-By In-Active PTW | true | true | true | 0 | 0
Pri. Air Flow to Mill 60 | 10HHL60FF901 | In Service Stand-By In-Active PTW | true | true | true | 0 | 17500
Mill 60 bearing Temp DE | 10HFC61CT021 | In Service Stand-By In-Active PTW | true | true | true | 0 | 0
Mill 60 bearing Temp NDE | 10HFC61CT011 | In Service Stand-By In-Active PTW | true | true | true | 0 | 0

## MCR TG and WSC Log
Turbo Generator / WSC General
GaugeName | Code | Status | Display | Enabled | Mandatory | Min Value | Max Value
TG Load (Active) | 10CFA01CE901_DISP | In Service Stand-By In-Active PTW | true | true | true | 0 | 0
TG Load (Reactive) | 10CFA01CE301 | In Service Stand-By In-Active PTW | true | true | true | -200 | -200
TG Speed | 10MAD20CS901 | In Service Stand-By In-Active PTW | true | true | true | 0 | 0
Live Stream Pressure | 10LBA20CP001 | In Service Stand-By In-Active PTW | true | true | true | 0 | 0
Live Steam Temp | 10LBA20CT003 | In Service Stand-By In-Active PTW | true | true | true | 0 | 0
Live Steam flow | 10LBA20FF002 | In Service Stand-By In-Active PTW | true | true | true | 70 | 80
CRH Pressure | 10LBC10CP003 | In Service Stand-By In-Active PTW | true | true | true | 5 | 10
CRH Temp | 10LBC10CT003 | In Service Stand-By In-Active PTW | true | true | true | 0 | 0
HRH Pressure | 10LBB20CP001 | In Service Stand-By In-Active PTW | true | true | true | 11 | 10
HRH Temp | 10LBB20CT001 | In Service Stand-By In-Active PTW | true | true | true | 0 | 0
LP Exhaust Pressure | 10MAC10CP901 | In Service Stand-By In-Active PTW | true | true | true | 0 | 0
LP Exhaust Temp | 10MAC10CT031 | In Service Stand-By In-Active PTW | true | true | true | 0 | 0
POS MCV - A | 10MAA11CG001 | In Service Stand-By In-Active PTW | true | true | true | -10 | -10
POS MCV - B | 10MAA12CG001 | In Service Stand-By In-Active PTW | true | true | true | -10 | -10
Lube Oil Header Pressure | 10MAV40CP701 | In Service Stand-By In-Active PTW | true | true | true | 0.4 | 1.2
Lube Oil Header Temp | 10MAV40CT002 | In Service Stand-By In-Active PTW | true | true | true | 0 | 0
MOT Level | 10MAV02CL001 | In Service Stand-By In-Active PTW | true | true | true | 200 | 310
Control Oil Hdr Pressure | 10MAX44CP001 | In Service Stand-By In-Active PTW | true | true | true | 0 | 0
Metal Temp JB 1 | 10MAD11CT001 | In Service Stand-By In-Active PTW | true | true | true | 0 | 0
Metal Temp JB 2 | 10MAD21CT001 | In Service Stand-By In-Active PTW | true | true | true | 0 | 0
Metal Temp Thr.brg Front | 10MAD21CT003 | In Service Stand-By In-Active PTW | true | true | true | 0 | 0
Metal Temp Thr.brg Rear | 10MAD21CT005 | In Service Stand-By In-Active PTW | true | true | true | 0 | 0
Metal Temp JB 3 | 10MKD11CT001 | In Service Stand-By In-Active PTW | true | true | true | 0 | 0
Metal Temp JB 4 | 10MKD21CT001 | In Service Stand-By In-Active PTW | true | true | true | 0 | 0
Metal Temp JB 5 | 10MKD51CT001 | In Service Stand-By In-Active PTW | true | true | true | 0 | 0
Shaft Vibration (Brg) 1 | 10MAD10CY920 | In Service Stand-By In-Active PTW | true | true | true | 0 | 0
Shaft Vibration (Brg) 2 | 10MAD20CY920 | In Service Stand-By In-Active PTW | true | true | true | 0 | 0
Shaft Vibration (Brg) 3 | 10MKD10CY920 | In Service Stand-By In-Active PTW | true | true | true | 0 | 0
Shaft Vibration (Brg) 4 | 10MKD20CY920 | In Service Stand-By In-Active PTW | true | true | true | 0 | 0
Abs Expansion HPT/IPT | 10MAD10/20CY004 | In Service Stand-By In-Active PTW | true | true | true | 0 | 0
Position Axial Shift | 10MAD20CY701 | In Service Stand-By In-Active PTW | true | true | true | -0.8 | -0.6
Diff Expansion LPT | 10MAC10CY910 | In Service Stand-By In-Active PTW | true | true | true | -6 | -6
T Ref. HP Shaft | 10MAA10CT901 | In Service Stand-By In-Active PTW | true | true | true | 0 | 0
T Ref. IP Shaft | 10MAB10CT901 | In Service Stand-By In-Active PTW | true | true | true | 0 | 0
HPT vent Protection Temp | 10MAA10CT010 | In Service Stand-By In-Active PTW | true | true | true | 0 | 0
LPT vent Protection Temp | 10MAC10CT010 | In Service Stand-By In-Active PTW | true | true | true | 0 | 0
Pr. Upstream HP Blading | 10MAA10CP001 | In Service Stand-By In-Active PTW | true | true | true | 0 | 0
Pr. Upstream IP Blading | 10MAB10CP001 | In Service Stand-By In-Active PTW | true | true | true | 0 | 0
Pr.Upstrean LP Blading | 10MAC01CP005 | In Service Stand-By In-Active PTW | true | true | true | 0 | 0
IP turbine exhaust temperature | 10MAB10CT031_AV | In Service Stand-By In-Active PTW | true | true | true | 0 | 0
Gland Steam Hdr Pr | 10MAW15CP001 | In Service Stand-By In-Active PTW | true | true | true | 0 | 0
Gland Steam Hdr Temp | 10MAW15CT001 | In Service Stand-By In-Active PTW | true | true | true | 0 | 0
Gland Steam dump CV | 10MAW15CG012 | In Service Stand-By In-Active PTW | true | true | true | 0 | 0
DP Seal Oil / H2 | 10MKW49CP701 | In Service Stand-By In-Active PTW | true | true | true | 0 | 0
Generator H2 Pressure | 10MKG44CP002 | In Service Stand-By In-Active PTW | true | true | true | 0 | 0
Generator H2 Purity | 10MKG90CQ002 | In Service Stand-By In-Active PTW | true | true | true | 90 | 90
Temp Gen Cold Gas L | 10MKA13CT016 | In Service Stand-By In-Active PTW | true | true | true | 0 | 0
Temp Gen Warm Gas L | 10MKA13CT011 | In Service Stand-By In-Active PTW | true | true | true | 0 | 0
Temp Gen Slot 1 | 10MKA10CT001 | In Service Stand-By In-Active PTW | true | true | true | 0 | 0
Temp Gen Slot 3 | 10MKA10CT003 | In Service Stand-By In-Active PTW | true | true | true | 0 | 0
Temp Gen Slot 5 | 10MKA10CT005 | In Service Stand-By In-Active PTW | true | true | true | 0 | 0
Gen Voltage R-Phase | 10CFA01CE200 | In Service Stand-By In-Active PTW | true | true | true | 0 | 0
Gen Current R-Phase | 10CFA01CE100 | In Service Stand-By In-Active PTW | true | true | true | 0 | 0
GT Winding Temperature | 10CFA01FE001_AV | In Service Stand-By In-Active PTW | true | true | true | 0 | 0
Voltage GT Bay (HV Side) | 10CFA02CE200 | In Service Stand-By In-Active PTW | true | true | true | 0 | 0
Voltage 10BBA/10BBC |  | In Service Stand-By In-Active PTW | true | true | true | 0 | 0
Excitation Voltage | 10MKC10CE200 | In Service Stand-By In-Active PTW | true | true | true | 0 | 0
Excitation Current | 10MKC10CE100 | In Service Stand-By In-Active PTW | true | true | true | 0 | 0
UPS Output Voltage | 10BRU01CE200 | In Service Stand-By In-Active PTW | true | true | true | 0 | 0
Aux Steam Header Pressure | 10LBG20CP001 | In Service Stand-By In-Active PTW | true | true | true | 0 | 0
Aux Steam Header Temp | 10LBG20CT001 | In Service Stand-By In-Active PTW | true | true | true | 0 | 0
Extraction #1 Pressure | 10LBS10CP001 | In Service Stand-By In-Active PTW | true | true | true | -1 | -1
Extraction #1 temp. | 10LBS10CT001 | In Service Stand-By In-Active PTW | true | true | true | 0 | 0
Extraction #2 Pressure | 10LBS20CP001 | In Service Stand-By In-Active PTW | true | true | true | 0 | 0
Extraction #2 temp. | 10LBS20CT002 | In Service Stand-By In-Active PTW | true | true | true | 0 | 0
Extraction #3 Pressure | 10LBS30CP001 | In Service Stand-By In-Active PTW | true | true | true | 0 | 0
Extraction #3 temp. | 10LBS30CT002 | In Service Stand-By In-Active PTW | true | true | true | 0 | 0
LPH 1 Inlet temp | 10LCA52CT013 | In Service Stand-By In-Active PTW | true | true | true | 0 | 0
LPH 2 Inlet temp | 10LCA60CT004 | In Service Stand-By In-Active PTW | true | true | true | 0 | 0
LPH 3 Inlet temp | 10LCA70CT013 | In Service Stand-By In-Active PTW | true | true | true | 0 | 0
LP heater-1 drain to condenser temperature | 10LCJ10CT001_AV | In Service Stand-By In-Active PTW | true | true | true | 0 | 0
LP heater-3 drain to LP heater-2 temperature | 10LCJ30CT001_AV | In Service Stand-By In-Active PTW | true | true | true | 0 | 0
Deaerator inlet temp | 10LCA80CT005 | In Service Stand-By In-Active PTW | true | true | true | 0 | 0
Deaerator inlet pressure | 10LCA80CP002 | In Service Stand-By In-Active PTW | true | true | true | 0 | 0
Extraction #4 Pressure | 10LBS40CP001 | In Service Stand-By In-Active PTW | true | true | true | 0 | 0
Extraction #4 temp. | 10LBS40CT002 | In Service Stand-By In-Active PTW | true | true | true | 0 | 0
Extraction #5 Pressure | 10LBS50CP001 | In Service Stand-By In-Active PTW | true | true | true | 0 | 0
Extraction #5 temp. | 10LBS50CT002 | In Service Stand-By In-Active PTW | true | true | true | 0 | 0
Extraction #6 Pressure | 10LBS60CP001 | In Service Stand-By In-Active PTW | true | true | true | 0 | 0
Extraction #6 temp. | 10LBS60CT001 | In Service Stand-By In-Active PTW | true | true | true | 0 | 0
HPH 5 inlet temp | 10LAB50CT002 | In Service Stand-By In-Active PTW | true | true | true | 0 | 0
HP heater-5 drain to feed water tank temperature | 10LCH50CT001_AV | In Service Stand-By In-Active PTW | true | true | true | 0 | 0
Feed water pressure at HP heater-6 inlet | 10LAB45CP002_AV | In Service Stand-By In-Active PTW | true | true | true | 0 | 0
HPH 6 inlet temp | 10LAB55CT002 | In Service Stand-By In-Active PTW | true | true | true | 0 | 0
HP heater-6 drain to HP heater-5 temperature | 10LCH60CT001AV | In Service Stand-By In-Active PTW | true | true | true | 0 | 0
FW Temp Eco Inlet | 10LAB65CT001 | In Service Stand-By In-Active PTW | true | true | true | 0 | 0
DM Storage Tank Level | 10GCK30CL001 | In Service Stand-By In-Active PTW | true | true | true | 3 | 3
CST Level | 10LCP10CL901 | In Service Stand-By In-Active PTW | true | true | true | 0 | 0
Hot well level | 10MAG10CL901 | In Service Stand-By In-Active PTW | true | true | true | 0 | 0
CEP Disch. Hdr. Pr. | 10LCA32CP001 | In Service Stand-By In-Active PTW | true | true | true | 0 | 0
CEP Disch. Hdr Temp | 10LCA32CT001 | In Service Stand-By In-Active PTW | true | true | true | 0 | 0
CEP Disch. Flow | 10LCA52FF901 | In Service Stand-By In-Active PTW | true | true | true | 0 | 0
FWT Level | 10LAA10CL901 | In Service Stand-By In-Active PTW | true | true | true | -100 | -100
FWT Pressure | 10LAA10CP901 | In Service Stand-By In-Active PTW | true | true | true | 0 | 0
FW Pr. After 100% Valve | 10LAB45CP004 | In Service Stand-By In-Active PTW | true | true | true | 0 | 0
Feed water flow after FW control valve | 10LAB45FF901_AV | In Service Stand-By In-Active PTW | true | true | true | 0 | 0
FW Flow Eco to Evap | 10HAC21FF911 | In Service Stand-By In-Active PTW | true | true | true | 0 | 0
Pressure FW at Eco Inlet | 10LAB65CP001 | In Service Stand-By In-Active PTW | true | true | true | 0 | 0
Boiler Total Feed Flow | 10HAC00FF901_AV | In Service Stand-By In-Active PTW | true | true | true | 0 | 0
ACW Flow | 10PCB30CF002 | In Service Stand-By In-Active PTW | true | true | true | 0 | 0
CW Forebay Level | 10PAB05CL001_AV | In Service Stand-By In-Active PTW | true | true | true | -3.5 | -3.5
CW Blow down flow | 10PAB80CF002 | In Service Stand-By In-Active PTW | true | true | true | 0 | 0
CW Inlet Condr. pass 1 | 10PAB41CT002 | In Service Stand-By In-Active PTW | true | true | true | 0 | 0
CW Inlet Condr. pass 2 | 10PAB42CT002 | In Service Stand-By In-Active PTW | true | true | true | 0 | 0
CW Outlet from conr pass 1 | 10PAB51CT003 | In Service Stand-By In-Active PTW | true | true | true | 0 | 0
CW Outlet from conr pass 2 | 10PAB52CT003 | In Service Stand-By In-Active PTW | true | true | true | 0 | 0
CW Ball separator DP | 10PAH10/20DP001 | In Service Stand-By In-Active PTW | true | true | true | 0 | 0
CCW Cooler Outlet Temp | 10PGA22CT001 | In Service Stand-By In-Active PTW | true | true | true | 0 | 0
IAC Receiver Press | 10QFA81CP002 | In Service Stand-By In-Active PTW | true | true | true | 0 | 0
IAC Loading cycles | No of Cycles per hour | In Service Stand-By In-Active PTW | true | true | true | 0 | 0
IAC Unloading cycles | No of Cycles per hour | In Service Stand-By In-Active PTW | true | true | true | 0 | 0
Reservoir Level | 10GCL10CL003 | In Service Stand-By In-Active PTW | true | true | true | -1.05 | -1.05
DP Across CPP | 10LDK10CP002 | In Service Stand-By In-Active PTW | true | true | true | 0 | 0
CPU vessels flow A
CPU vessels flow A | 10LDK11CF001 | In Service Stand-By In-Active PTW | true | true | true | 0 | 0
CPU vessels flow B
CPU vessels flow B | 10LDK12CF001 | In Service Stand-By In-Active PTW | true | true | true | 0 | 0
CPU vessels flow C
CPU vessels flow C | 10LDK13CF001 | In Service Stand-By In-Active PTW | true | true | true | 0 | 0
CEP 1
Current | 10LCB11CE100 | In Service Stand-By In-Active PTW | true | true | true | 0 | 0
Power | 10LCB11CE300 | In Service Stand-By In-Active PTW | true | true | true | 0 | 0
Suction Pr | 10LCA10CP002 | In Service Stand-By In-Active PTW | true | true | true | -0.8 | -0.8
Thrust Brg Temp | 10LCB11CT001A | In Service Stand-By In-Active PTW | true | true | true | 0 | 0
Mtr vib rdl DE X | 10LCB11CY001 | In Service Stand-By In-Active PTW | true | true | true | 0 | 0
Mtr vib rdl NDE X | 10LCB11CY003 | In Service Stand-By In-Active PTW | true | true | true | 0 | 0
Pump vib. rdl DE X | 10LCB11CY005 | In Service Stand-By In-Active PTW | true | true | true | 0 | 0
CEP 2
Current | 10LCB21CE100 | In Service Stand-By In-Active PTW | true | true | true | 0 | 0
Power | 10LCB21CE300 | In Service Stand-By In-Active PTW | true | true | true | 0 | 0
Suction Pr | 10LCA20CP002 | In Service Stand-By In-Active PTW | true | true | true | -0.8 | -0.8
Thrust Brg Temp | 10LCB12CT001A | In Service Stand-By In-Active PTW | true | true | true | 0 | 0
Mtr vib rdl DE X | 10LCB12CY001 | In Service Stand-By In-Active PTW | true | true | true | 0 | 0
Mtr vib rdl NDE X | 10LCB12CY003 | In Service Stand-By In-Active PTW | true | true | true | 0 | 0
Pump vib. rdl DE X | 10LCB12CY005 | In Service Stand-By In-Active PTW | true | true | true | 0 | 0
FWT Temperature
FWT Temperature 1 | 10LAA10CT011 | In Service Stand-By In-Active PTW | true | true | true | 0 | 0
BFP 1
Current | 10LAC10CE100 | In Service Stand-By In-Active PTW | true | true | true | 0 | 0
Power | 10LAC10CE300 | In Service Stand-By In-Active PTW | true | true | true | 0 | 0
Speed | 10LAC10FS001 | In Service Stand-By In-Active PTW | true | true | true | 0 | 0
Flow | 10LAB10FF901 | In Service Stand-By In-Active PTW | true | true | true | 0 | 0
Disch. Pr | 10LAB10CP002 | In Service Stand-By In-Active PTW | true | true | true | 0 | 0
R ph. wdg. Temp 1 | 10LAC10CT012 | In Service Stand-By In-Active PTW | true | true | true | 0 | 0
Y ph. wdg. Temp 1 | 10LAC10CT017 | In Service Stand-By In-Active PTW | true | true | true | 0 | 0
B ph. wdg. Temp 1 | 10LAC10CT019 | In Service Stand-By In-Active PTW | true | true | true | 0 | 0
Vib. rdl brg. DE X | 10LAC10CY005 | In Service Stand-By In-Active PTW | true | true | true | 0 | 0
Vib. rdl brg. NDE X | 10LAC10CY007 | In Service Stand-By In-Active PTW | true | true | true | 0 | 0
Displacement thrust bearing 1 | 10LAC10CY009 | In Service Stand-By In-Active PTW | true | true | true | -40 | -40
Displacement thrust bearing 2 | 10LAC10CY010 | In Service Stand-By In-Active PTW | true | true | true | -40 | -40
Scoop | 10LAV10CG001 | In Service Stand-By In-Active PTW | true | true | true | 0 | 0
Working Oil Temp | 10LAV10CT043/044A | In Service Stand-By In-Active PTW | true | true | true | 0 | 0
Lube Oil Temp | 10LAV10CT041/042A | In Service Stand-By In-Active PTW | true | true | true | 0 | 0
Hydraulic coupling radial bearing temp 1 | 10LAV10CT053A | In Service Stand-By In-Active PTW | true | true | true | 0 | 0
Hydraulic coupling radial bearing temp 2 | 10LAV10CT055A | In Service Stand-By In-Active PTW | true | true | true | 0 | 0
Hydraulic coupling radial bearing temp 3 | 10LAV10CT057A | In Service Stand-By In-Active PTW | true | true | true | 0 | 0
Hydraulic coupling radial bearing temp 4 | 10LAV10CT059A | In Service Stand-By In-Active PTW | true | true | true | 0 | 0
BFP 2
Current | 10LAC20CE100 | In Service Stand-By In-Active PTW | true | true | true | 0 | 0
Power | 10LAC20CE300 | In Service Stand-By In-Active PTW | true | true | true | 0 | 0
Speed | 10LAC20FS001 | In Service Stand-By In-Active PTW | true | true | true | 0 | 0
Flow | 10LAB20FF901 | In Service Stand-By In-Active PTW | true | true | true | 0 | 0
Disch. Pr. | 10LAB20CP002 | In Service Stand-By In-Active PTW | true | true | true | 0 | 0
R ph. wdg Temp 1 | 10LAC20CT012 | In Service Stand-By In-Active PTW | true | true | true | 0 | 0
Y ph. wdg Temp 1 | 10LAC20CT017 | In Service Stand-By In-Active PTW | true | true | true | 0 | 0
B ph. wdg Temp 1 | 10LAC20CT019 | In Service Stand-By In-Active PTW | true | true | true | 0 | 0
Vib. rdl brg. DE X | 10LAC20CY005 | In Service Stand-By In-Active PTW | true | true | true | 0 | 0
Vib. rdl brg. NDE X | 10LAC20CY007 | In Service Stand-By In-Active PTW | true | true | true | 0 | 0
Displacement thrust bearing 1 | 10LAC20CY009 | In Service Stand-By In-Active PTW | true | true | true | -40 | -40
Displacement thrust bearing 2 | 10LAC20CY010 | In Service Stand-By In-Active PTW | true | true | true | -40 | -40
Scoop | 10LAV20CG001 | In Service Stand-By In-Active PTW | true | true | true | 0 | 0
Working Oil Temp | 10LAV20CT043/044A | In Service Stand-By In-Active PTW | true | true | true | 0 | 0
Lube Oil Temp | 10LAV20CT041/042A | In Service Stand-By In-Active PTW | true | true | true | 0 | 0
Hydraulic coupling radial bearing temp 1 | 10LAV20CT053A | In Service Stand-By In-Active PTW | true | true | true | 0 | 0
Hydraulic coupling radial bearing temp 2 | 10LAV20CT055A | In Service Stand-By In-Active PTW | true | true | true | 0 | 0
Hydraulic coupling radial bearing temp 3 | 10LAV20CT057A | In Service Stand-By In-Active PTW | true | true | true | 0 | 0
Hydraulic coupling radial bearing temp 4 | 10LAV20CT059A | In Service Stand-By In-Active PTW | true | true | true | 0 | 0
BFP 3
Current | 10LAC30CE100 | In Service Stand-By In-Active PTW | true | true | true | 0 | 0
Power | 10LAC30CE300 | In Service Stand-By In-Active PTW | true | true | true | 0 | 0
Speed | 10LAC30FS001 | In Service Stand-By In-Active PTW | true | true | true | 0 | 0
Flow | 10LAB30FF901 | In Service Stand-By In-Active PTW | true | true | true | 0 | 0
Disch. Pr. | 10LAB30CP002 | In Service Stand-By In-Active PTW | true | true | true | 0 | 0
R ph. wdg Temp 1 | 10LAC30CT012 | In Service Stand-By In-Active PTW | true | true | true | 0 | 0
Y ph. wdg Temp 1 | 10LAC30CT016 | In Service Stand-By In-Active PTW | true | true | true | 0 | 0
B ph. wdg Temp 1 | 10LAC30CT019 | In Service Stand-By In-Active PTW | true | true | true | 0 | 0
Vib. rdl brg. DE X | 10LAC30CY005 | In Service Stand-By In-Active PTW | true | true | true | 0 | 0
Vib. rdl brg. NDE X | 10LAC30CY007 | In Service Stand-By In-Active PTW | true | true | true | 0 | 0
Displacement thrust bearing 1 | 10LAC30CY009 | In Service Stand-By In-Active PTW | true | true | true | -40 | -40
Displacement thrust bearing 2 | 10LAC30CY010 | In Service Stand-By In-Active PTW | true | true | true | -40 | -40
Scoop | 10LAV30CG001 | In Service Stand-By In-Active PTW | true | true | true | 0 | 0
Working Oil Temp | 10LAV30CT043/044A | In Service Stand-By In-Active PTW | true | true | true | 0 | 0
Lube Oil Temp | 10LAV30CT041/042A | In Service Stand-By In-Active PTW | true | true | true | 0 | 0
Hydraulic coupling radial bearing temp 1 | 10LAV30CT053A | In Service Stand-By In-Active PTW | true | true | true | 0 | 0
Hydraulic coupling radial bearing temp 2 | 10LAV30CT055A | In Service Stand-By In-Active PTW | true | true | true | 0 | 0
Hydraulic coupling radial bearing temp 3 | 10LAV30CT057A | In Service Stand-By In-Active PTW | true | true | true | 0 | 0
Hydraulic coupling radial bearing temp 4 | 10LAV30CT059A | In Service Stand-By In-Active PTW | true | true | true | 0 | 0

## MLDC Report Log
Load in MW
GaugeName | Code | Status | Display | Enabled | Mandatory | Min Value | Max Value
Gen End |  | In Service Stand-By In-Active PTW | true | true | true | 0 | 0
Exp End |  | In Service Stand-By In-Active PTW | true | true | true | 0 | 0
Load in MVAR
Load in MVAR |  | In Service Stand-By In-Active PTW | true | true | true | 0 | 0
Bus voltage in KV
Bus Voltage in KV |  | In Service Stand-By In-Active PTW | true | true | true | 0 | 0
Gen Energy meter reading
Gen Energy Meter Reading |  | In Service Stand-By In-Active PTW | true | true | true | 0 | 0
Energy Generated
Energy Generated |  | In Service Stand-By In-Active PTW | true | true | true | 0 | 0
Abstract
Total energy generated (MW) |  | In Service Stand-By In-Active PTW | true | true | true | 0 | 0
Total energy import (I) (MW) |  | In Service Stand-By In-Active PTW | true | true | true | 0 | 0
Total energy export (E) (MW) |  | In Service Stand-By In-Active PTW | true | true | true | 0 | 0
Total energy Net.Imp by TAQA (MW) |  | In Service Stand-By In-Active PTW | true | true | true | 0 | 0
Total energy Net.Exp by TAQA (MW) |  | In Service Stand-By In-Active PTW | true | true | true | 0 | 0
APC from switch yard meter ( MW ) |  | In Service Stand-By In-Active PTW | true | true | true | 0 | 0
Auxiliary power consumption UAT#1
Previous day |  | In Service Stand-By In-Active PTW | true | true | true | 0 | 0
Present day |  | In Service Stand-By In-Active PTW | true | true | true | 0 | 0
Consumption in (MW) |  | In Service Stand-By In-Active PTW | true | true | true | 0 | 0
Auxiliary power consumption UAT#2
Previous day |  | In Service Stand-By In-Active PTW | true | true | true | 0 | 0
Present day |  | In Service Stand-By In-Active PTW | true | true | true | 0 | 0
Consumption in (MW) |  | In Service Stand-By In-Active PTW | true | true | true | 0 | 0

## Trivector Meter Voltage
Perambalur
GaugeName | Code | Status | Display | Enabled | Mandatory | Min Value | Max Value
REL511 - RY |  | In Service Stand-By In-Active PTW | true | true | true | 0 | 0
Primary - YB |  | In Service Stand-By In-Active PTW | true | true | true | 0 | 0
Voltage in kV - BR |  | In Service Stand-By In-Active PTW | true | true | true | 0 | 0
Voltage in kV - RN |  | In Service Stand-By In-Active PTW | true | true | true | 0 | 0
Voltage in kV - YN |  | In Service Stand-By In-Active PTW | true | true | true | 0 | 0
REL511 - RN |  | In Service Stand-By In-Active PTW | true | true | true | 0 | 0
Secondary Voltage - RN |  | In Service Stand-By In-Active PTW | true | true | true | 0 | 0
Secondary Voltage - YN |  | In Service Stand-By In-Active PTW | true | true | true | 0 | 0
Secondary Voltage - BN |  | In Service Stand-By In-Active PTW | true | true | true | 0 | 0
Trivector Meter in volts - RN |  | In Service Stand-By In-Active PTW | true | true | true | 0 | 0
Trivector Meter in volts - YN |  | In Service Stand-By In-Active PTW | true | true | true | 0 | 0
Trivector Meter in volts - BN |  | In Service Stand-By In-Active PTW | true | true | true | 0 | 0
Load(MW) |  | In Service Stand-By In-Active PTW | true | true | true | 0 | 0
Current (Amps) |  | In Service Stand-By In-Active PTW | true | true | true | 0 | 0
NLC - II
REL511 - RY |  | In Service Stand-By In-Active PTW | true | true | true | 0 | 0
Primary - YB |  | In Service Stand-By In-Active PTW | true | true | true | 0 | 0
Voltage in kV - BR |  | In Service Stand-By In-Active PTW | true | true | true | 0 | 0
Voltage in kV - RN |  | In Service Stand-By In-Active PTW | true | true | true | 0 | 0
Voltage in kV - YN |  | In Service Stand-By In-Active PTW | true | true | true | 0 | 0
REL511 - RN |  | In Service Stand-By In-Active PTW | true | true | true | 0 | 0
Secondary Voltage - YN |  | In Service Stand-By In-Active PTW | true | true | true | 0 | 0
Secondary Voltage - BN |  | In Service Stand-By In-Active PTW | true | true | true | 0 | 0
Trivector Meter in volts - RN |  | In Service Stand-By In-Active PTW | true | true | true | 0 | 0
Trivector Meter in volts - YN |  | In Service Stand-By In-Active PTW | true | true | true | 0 | 0
Trivector Meter in volts - BN |  | In Service Stand-By In-Active PTW | true | true | true | 0 | 0
Load(MW) |  | In Service Stand-By In-Active PTW | true | true | true | 0 | 0
Current (Amps) |  | In Service Stand-By In-Active PTW | true | true | true | 0 | 0
Deivakurichi
REL511 - RY |  | In Service Stand-By In-Active PTW | true | true | true | 0 | 0
Primary - YB |  | In Service Stand-By In-Active PTW | true | true | true | 0 | 0
Voltage in kV - BR |  | In Service Stand-By In-Active PTW | true | true | true | 0 | 0
Voltage in kV - RN |  | In Service Stand-By In-Active PTW | true | true | true | 0 | 0
Voltage in kV - YN |  | In Service Stand-By In-Active PTW | true | true | true | 0 | 0
REL511 - RN |  | In Service Stand-By In-Active PTW | true | true | true | 0 | 0
Secondary Voltage - YN |  | In Service Stand-By In-Active PTW | true | true | true | 0 | 0
Secondary Voltage - BN |  | In Service Stand-By In-Active PTW | true | true | true | 0 | 0
Trivector Meter in volts - RN |  | In Service Stand-By In-Active PTW | true | true | true | 0 | 0
Trivector Meter in volts - YN |  | In Service Stand-By In-Active PTW | true | true | true | 0 | 0
Trivector Meter in volts - BN |  | In Service Stand-By In-Active PTW | true | true | true | 0 | 0
Load(MW) |  | In Service Stand-By In-Active PTW | true | true | true | 0 | 0
Current (Amps) |  | In Service Stand-By In-Active PTW | true | true | true | 0 | 0
Cuddalore
REL511 - RY |  | In Service Stand-By In-Active PTW | true | true | true | 0 | 0
Primary - YB |  | In Service Stand-By In-Active PTW | true | true | true | 0 | 0
Voltage in kV - BR |  | In Service Stand-By In-Active PTW | true | true | true | 0 | 0
Voltage in kV - RN |  | In Service Stand-By In-Active PTW | true | true | true | 0 | 0
Voltage in kV - YN |  | In Service Stand-By In-Active PTW | true | true | true | 0 | 0
REL511 - RN |  | In Service Stand-By In-Active PTW | true | true | true | 0 | 0
Secondary Voltage - YN |  | In Service Stand-By In-Active PTW | true | true | true | 0 | 0
Secondary Voltage - BN |  | In Service Stand-By In-Active PTW | true | true | true | 0 | 0
Trivector Meter in volts - RN |  | In Service Stand-By In-Active PTW | true | true | true | 0 | 0
Trivector Meter in volts - YN |  | In Service Stand-By In-Active PTW | true | true | true | 0 | 0
Trivector Meter in volts - BN |  | In Service Stand-By In-Active PTW | true | true | true | 0 | 0
Load(MW) |  | In Service Stand-By In-Active PTW | true | true | true | 0 | 0
Current (Amps) |  | In Service Stand-By In-Active PTW | true | true | true | 0 | 0

## Turbine Local
TG Hall 21 meters
GaugeName | Code | Status | Display | Enabled | Mandatory | Min Value | Max Value
Feed water Tank Level | 10LAA10CL011 | In Service Stand-By In-Active PTW | true | true | true | 0 | 0
Feed water Tank Pressure | 10LAA10CP011 | In Service Stand-By In-Active PTW | true | true | true | 0 | 0
Extraction pressure to FWT | 10LBS40CP503 | In Service Stand-By In-Active PTW | true | true | true | 0 | 0
TG Hall 16.5 Meters
Journal Bearing No 1 | 10MAV70CT011 | In Service Stand-By In-Active PTW | true | true | true | 0 | 0
Thrust & Journal Bearing 2 | 10MAV70CT021 | In Service Stand-By In-Active PTW | true | true | true | 0 | 0
Journal Bearing No 3 | 10MAV70CT081 | In Service Stand-By In-Active PTW | true | true | true | 0 | 0
Journal Bearing No 4 | 10MAV70CT091 | In Service Stand-By In-Active PTW | true | true | true | 0 | 0
Journal Bearing No 5 | 10MAV70CT101 | In Service Stand-By In-Active PTW | true | true | true | 0 | 0
TG Lube oil Temp cooler inlet 1/2 | 10MAV21CT001 | In Service Stand-By In-Active PTW | true | true | true | 0 | 0
TG Lube oil Temp cooler outlet 1/2 | 10MAV22CT001 | In Service Stand-By In-Active PTW | true | true | true | 0 | 0
Main Oil Tank Level | 10MAV02CL001 | In Service Stand-By In-Active PTW | true | true | true | 0 | 0
TG Lube oil filter 1 Right & 2 Left |  | In Service Stand-By In-Active PTW | true | true | true | 1 | 1
Turbine Control Oil Pump | 10MAX11AP001 / 002 | In Service Stand-By In-Active PTW | true | true | true | 1 | 1
Turbine Control oil Header Pressure | 10MAX11CP501 | In Service Stand-By In-Active PTW | true | true | true | 0 | 0
TG MOT Pressure |  | In Service Stand-By In-Active PTW | true | true | true | -100 | -100
TG Lube oil Header Pressure |  | In Service Stand-By In-Active PTW | true | true | true | 0 | 0
Extraction pressure to LPH 3 | 10LBS30CP503 | In Service Stand-By In-Active PTW | true | true | true | 0 | 0
Extraction pressure to HPH 6 | 10LBS60CP503 | In Service Stand-By In-Active PTW | true | true | true | 0 | 0
Extraction pressure to LPH 1 | 10LBS10CP011 | In Service Stand-By In-Active PTW | true | true | true | -1 | -1
HPH 6 I/L Feed Water Temperature | 10LAB55CT001 | In Service Stand-By In-Active PTW | true | true | true | 0 | 0
HPH 5 I/L Feed water temperature | 10LAB50CT001 | In Service Stand-By In-Active PTW | true | true | true | 0 | 0
HPH 6 O/L Feed water Temperature | 10LAB65CT001 | In Service Stand-By In-Active PTW | true | true | true | 0 | 0
Extraction pressure to HPH 5 | 10LBS50CP503 | In Service Stand-By In-Active PTW | true | true | true | 0 | 0
TG Hall 10.5 meters
Ejector Common Header Air Temp |  | In Service Stand-By In-Active PTW | true | true | true | 0 | 0
Extraction pressure to LPH 2 | 10LBS20CP503 | In Service Stand-By In-Active PTW | true | true | true | 0 | 0
TG Hall 5.5 meters
DP Seal Oil/H2 | 10MKW47CP001 | In Service Stand-By In-Active PTW | true | true | true | 0.1 | 0.1
Vaccuum Tank Oil Level | 10MKW20CL010 | In Service Stand-By In-Active PTW | true | true | true | 50 | 50
Seal Oil Cooler CW I/L Temp | 10BGM27CT001 | In Service Stand-By In-Active PTW | true | true | true | 25 | 25
Seal Oil Cooler CW O/L Temp | 10BGM28CT002 | In Service Stand-By In-Active PTW | true | true | true | 25 | 25
Seal Oil Header Pressure | 10MKW24CP001 | In Service Stand-By In-Active PTW | true | true | true | 1 | 1
Vacuum in Seal Oil Tank | 10MKQ10CP001 | In Service Stand-By In-Active PTW | true | true | true | 0 | 0
Seal Oil Cooler Oil I/L Temp | 10MKW24CT001 | In Service Stand-By In-Active PTW | true | true | true | 40 | 40
Seal Oil Cooler Oil O/L Temp | 10MKW27CT002 | In Service Stand-By In-Active PTW | true | true | true | 40 | 40
Generator H2 Pressure | 10MKG44CP001 | In Service Stand-By In-Active PTW | true | true | true | 0 | 0
Generator H2 purity 1 | 10MKG90CQ001 | In Service Stand-By In-Active PTW | true | true | true | 90 | 90
Generator H2 Purity 2 | 10MKG90CQ002 | In Service Stand-By In-Active PTW | true | true | true | 0 | 0
Hot Well Level | 10MAG10CL510 | In Service Stand-By In-Active PTW | true | true | true | 0 | 0
HP/LP Flash Tank Temp | 10LCM10CT501 | In Service Stand-By In-Active PTW | true | true | true | 0 | 0
Air Washer 1 - Blower ( 1 Service, 2 Standby, 3 Permit)
Air Washer 1 - Blower 1 ( 1 Service, 2 Standby, 3 Permit) | 10SAB20AN001 | In Service Stand-By In-Active PTW | true | true | true | 1 | 1
Air washer 1 - Blower 2 ( 1 Service, 2 Standby, 3 Permit) | 10SAB21AN001 | In Service Stand-By In-Active PTW | true | true | true | 1 | 1
Air Washer 1 - CW Pump ( 1 Service, 2 Standby, 3 Permit)
Air Washer -1 CW pump - 1 ( 1 Service, 2 Standby, 3 Permit) | 10SAB26AP001 | In Service Stand-By In-Active PTW | true | true | true | 1 | 1
Air Washer - 1 CW pump -2 ( 1 Service, 2 Standby, 3 Permit) | 10SAB27AP001 | In Service Stand-By In-Active PTW | true | true | true | 1 | 1
HP Bypass Pump
HP bypass pump 1/2 in service |  | In Service Stand-By In-Active PTW | true | true | true | 1 | 1
HPBP Pump loading time |  | In Service Stand-By In-Active PTW | true | true | true | 0 | 0
HPBP Pump unloading time |  | In Service Stand-By In-Active PTW | true | true | true | 0 | 0
Excitation PAC
Excitation PAC in service | 10SAA13AH04/5/6 | In Service Stand-By In-Active PTW | true | true | true | 1 | 1
Excitation Room Temp |  | In Service Stand-By In-Active PTW | true | true | true | 0 | 0
LP Bypass Pump
LP bypass pump 1/2 in service |  | In Service Stand-By In-Active PTW | true | true | true | 1 | 1
LPBP Pump loading time |  | In Service Stand-By In-Active PTW | true | true | true | 0 | 0
LPBP Pump unloading time |  | In Service Stand-By In-Active PTW | true | true | true | 0 | 0

## Water Steam Cycle Local Log
Boiler Feed Pump #3
GaugeName | Code | Status | Display | Enabled | Mandatory | Min Value | Max Value
Booster Pump Suction pressure | 10LAC30CP001 | In Service Stand-By In-Active PTW | true | true | true | 0 | 0
BP Seal water - Cooler I/L Temp | 10LAC30CT002 | In Service Stand-By In-Active PTW | true | true | true | 0 | 0
BP Seal water - Cooler O/L Temp | 10LAC30CT003 | In Service Stand-By In-Active PTW | true | true | true | 0 | 0
BFP Motor Brg Temp Booster side | 10LAV30CT027 | In Service Stand-By In-Active PTW | true | true | true | 0 | 0
BFP Motor Cold Air Temp | 10LAC30CT024 | In Service Stand-By In-Active PTW | true | true | true | 0 | 0
BFP Motor Warm Air Temp | 10LAC30CT023 | In Service Stand-By In-Active PTW | true | true | true | 0 | 0
BFP Motor Brg Temp Voith side | 10LAV30CT026 | In Service Stand-By In-Active PTW | true | true | true | 0 | 0
DP Lube Oil Filter | 10LAV30CP023 | In Service Stand-By In-Active PTW | true | true | true | 0.01 | 0.01
DB Lube oil in service ( 1 Right & 2 Left ) |  | In Service Stand-By In-Active PTW | true | true | true | 1 | 1
MP DE Seal Water - Temp Cooler I/L | 10LAC30CT004 | In Service Stand-By In-Active PTW | true | true | true | 0 | 0
MP DE Seal Water - Temp Cooler O/L | 10LAC30CT005 | In Service Stand-By In-Active PTW | true | true | true | 0 | 0
MP NDE Seal Water - Temp Cooler I/L | 10LAC30CT007 | In Service Stand-By In-Active PTW | true | true | true | 0 | 0
MP NDE Seal Water - Temp Cooler O/L | 10LAC30CT008 | In Service Stand-By In-Active PTW | true | true | true | 0 | 0
Main Pump Suction Pr. | 10LAC30CP004/2 | In Service Stand-By In-Active PTW | true | true | true | 0 | 0
Main Pump Extraction Pr. | 10LAF30CP005/2 | In Service Stand-By In-Active PTW | true | true | true | 0 | 0
Main Pump Discharge Pr. | 10LAB30CP012/2 | In Service Stand-By In-Active PTW | true | true | true | 0 | 0
Main Pump Balancing Pr. | 10LAC30CP006/2 | In Service Stand-By In-Active PTW | true | true | true | 0 | 0
Working Oil Hdr Pr. | 10LAV30CP017 | In Service Stand-By In-Active PTW | true | true | true | 0 | 0
Lube Oil Hdr Pr. | 10LAV30CP016 | In Service Stand-By In-Active PTW | true | true | true | 0 | 0
Lube Oil Temp Inlet | 10LAV30CT030 | In Service Stand-By In-Active PTW | true | true | true | 0 | 0
Lube Oil Temp Outlet | 10LAV30CT031 | In Service Stand-By In-Active PTW | true | true | true | 0 | 0
Temp Voith Brg 1 | 10LAV30CT032 | In Service Stand-By In-Active PTW | true | true | true | 0 | 0
Temp Voith Brg 2 | 10LAV30CT033 | In Service Stand-By In-Active PTW | true | true | true | 0 | 0
Temp Voith Brg 3 & 4 | 10LAV30CT034 | In Service Stand-By In-Active PTW | true | true | true | 0 | 0
Temp Voith Brg 5 | 10LAV30CT035 | In Service Stand-By In-Active PTW | true | true | true | 0 | 0
Temp Voith Brg 6 | 10LAV30CT036 | In Service Stand-By In-Active PTW | true | true | true | 0 | 0
Temp Voith Brg 7/8/9 & 10 | 10LAV30CT037 | In Service Stand-By In-Active PTW | true | true | true | 0 | 0
Working Oil Temp Outlet | 10LAV30CT038 | In Service Stand-By In-Active PTW | true | true | true | 0 | 0
Working Oil Temp Inlet | 10LAV30CT039 | In Service Stand-By In-Active PTW | true | true | true | 0 | 0
Boiler Feed Pump #2
Booster Pump Suction pressure | 10LAC20CP001 | In Service Stand-By In-Active PTW | true | true | true | 0 | 0
BP Seal water - Cooler I/L Temp | 10LAC20CT002 | In Service Stand-By In-Active PTW | true | true | true | 0 | 0
BP Seal water - Cooler O/L Temp | 10LAC20CT003 | In Service Stand-By In-Active PTW | true | true | true | 0 | 0
BFP Motor Brg Temp Booster side | 10LAV20CT027 | In Service Stand-By In-Active PTW | true | true | true | 0 | 0
BFP Motor Cold Air Temp | 10LAC20CT024 | In Service Stand-By In-Active PTW | true | true | true | 0 | 0
BFP Motor Warm Air Temp | 10LAC20CT023 | In Service Stand-By In-Active PTW | true | true | true | 0 | 0
BFP Motor Brg Temp Voith side | 10LAV20CT026 | In Service Stand-By In-Active PTW | true | true | true | 0 | 0
DP Lube Oil Filter | 10LAV20CP023 | In Service Stand-By In-Active PTW | true | true | true | 0.01 | 0.01
DB Lube oil in service ( 1 Right & 2 Left ) |  | In Service Stand-By In-Active PTW | true | true | true | 1 | 1
MP DE Seal Water - Temp Cooler I/L | 10LAC20CT004 | In Service Stand-By In-Active PTW | true | true | true | 0 | 0
MP DE Seal Water - Temp Cooler O/L | 10LAC20CT005 | In Service Stand-By In-Active PTW | true | true | true | 0 | 0
MP NDE Seal Water - Temp Cooler I/L | 10LAC20CT007 | In Service Stand-By In-Active PTW | true | true | true | 0 | 0
MP NDE Seal Water - Temp Cooler O/L | 10LAC20CT008 | In Service Stand-By In-Active PTW | true | true | true | 0 | 0
Main Pump Suction Pr. | 10LAC20CP004/2 | In Service Stand-By In-Active PTW | true | true | true | 0 | 0
Main Pump Extraction Pr. | 10LAF20CP005/2 | In Service Stand-By In-Active PTW | true | true | true | 0 | 0
Main Pump Discharge Pr. | 10LAB20CP012/2 | In Service Stand-By In-Active PTW | true | true | true | 0 | 0
Main Pump Balancing Pr. | 10LAC20CP006/2 | In Service Stand-By In-Active PTW | true | true | true | 0 | 0
Working Oil Hdr Pr. | 10LAV20CP017 | In Service Stand-By In-Active PTW | true | true | true | 0 | 0
Lube Oil Hdr Pr. | 10LAV20CP016 | In Service Stand-By In-Active PTW | true | true | true | 0 | 0
Lube Oil Temp Inlet | 10LAV20CT030 | In Service Stand-By In-Active PTW | true | true | true | 0 | 0
Lube Oil Temp Outlet | 10LAV20CT031 | In Service Stand-By In-Active PTW | true | true | true | 0 | 0
Temp Voith Brg 1 | 10LAV20CT032 | In Service Stand-By In-Active PTW | true | true | true | 0 | 0
Temp Voith Brg 2 | 10LAV20CT033 | In Service Stand-By In-Active PTW | true | true | true | 0 | 0
Temp Voith Brg 3 & 4 | 10LAV20CT034 | In Service Stand-By In-Active PTW | true | true | true | 0 | 0
Temp Voith Brg 5 | 10LAV20CT035 | In Service Stand-By In-Active PTW | true | true | true | 0 | 0
Temp Voith Brg 6 | 10LAV20CT036 | In Service Stand-By In-Active PTW | true | true | true | 0 | 0
Temp Voith Brg 7/8/9 & 10 | 10LAV20CT037 | In Service Stand-By In-Active PTW | true | true | true | 0 | 0
Working Oil Temp Outlet | 10LAV20CT038 | In Service Stand-By In-Active PTW | true | true | true | 0 | 0
Working Oil Temp Inlet | 10LAV20CT039 | In Service Stand-By In-Active PTW | true | true | true | 0 | 0
Boiler Feed Pump #1
Booster Pump Suction pressure | 10LAC10CP001 | In Service Stand-By In-Active PTW | true | true | true | 0 | 0
BP Seal water - Cooler I/L temp | 10LAC10CT002 | In Service Stand-By In-Active PTW | true | true | true | 0 | 0
BP Seal water - Cooler O/L temp | 10LAC10CT003 | In Service Stand-By In-Active PTW | true | true | true | 0 | 0
BFP Motor Brg Temp Booster side | 10LAV10CT027 | In Service Stand-By In-Active PTW | true | true | true | 0 | 0
BFP Motor Cold Air temp | 10LAC10CT024 | In Service Stand-By In-Active PTW | true | true | true | 0 | 0
BFP Motor Warm Air temp | 10LAC10CT023 | In Service Stand-By In-Active PTW | true | true | true | 0 | 0
BFP Motor Brg Temp Voith side | 10LAV10CT026 | In Service Stand-By In-Active PTW | true | true | true | 0 | 0
DP Lube Oil Filter | 10LAV10CP023 | In Service Stand-By In-Active PTW | true | true | true | 0.01 | 0.01
DB Lube oil in service ( 1 Right & 2 Left ) |  | In Service Stand-By In-Active PTW | true | true | true | 1 | 1
MP DE Seal Water - Temp Cooler I/L | 10LAC10CT004 | In Service Stand-By In-Active PTW | true | true | true | 0 | 0
MP DE Seal Water - Temp Cooler O/L | 10LAC10CT005 | In Service Stand-By In-Active PTW | true | true | true | 0 | 0
MP NDE Seal Water - Temp Cooler I/L | 10LAC10CT007 | In Service Stand-By In-Active PTW | true | true | true | 0 | 0
MP NDE Seal Water - Temp Cooler O/L | 10LAC10CT008 | In Service Stand-By In-Active PTW | true | true | true | 0 | 0
Main Pump Suction Pr. | 10LAC10CP004/2 | In Service Stand-By In-Active PTW | true | true | true | 0 | 0
Main Pump Extraction Pr. | 10LAF10CP005/2 | In Service Stand-By In-Active PTW | true | true | true | 0 | 0
Main Pump Discharge Pr. | 10LAB10CP012/2 | In Service Stand-By In-Active PTW | true | true | true | 0 | 0
Main Pump Balancing Pr. | 10LAC10CP006/2 | In Service Stand-By In-Active PTW | true | true | true | 0 | 0
Working Oil Hdr Pr. | 10LAV10CP017 | In Service Stand-By In-Active PTW | true | true | true | 0 | 0
Lube Oil Hdr Pr. | 10LAV10CP016 | In Service Stand-By In-Active PTW | true | true | true | 0 | 0
Lube Oil Cooler Temp inlet | 10LAV10CT030 | In Service Stand-By In-Active PTW | true | true | true | 0 | 0
Lube Oil Cooler Temp outlet | 10LAV10CT031 | In Service Stand-By In-Active PTW | true | true | true | 0 | 0
Temp Voith Brg 1 | 10LAV10CT032 | In Service Stand-By In-Active PTW | true | true | true | 0 | 0
Temp Voith Brg 2 | 10LAV10CT033 | In Service Stand-By In-Active PTW | true | true | true | 0 | 0
Temp Voith Brg 3 & 4 | 10LAV10CT034 | In Service Stand-By In-Active PTW | true | true | true | 0 | 0
Temp Voith Brg 5 | 10LAV10CT035 | In Service Stand-By In-Active PTW | true | true | true | 0 | 0
Temp Voith Brg 6 | 10LAV10CT036 | In Service Stand-By In-Active PTW | true | true | true | 0 | 0
Temp Voith Brg 7/8/9 & 10 | 10LAV10CT037 | In Service Stand-By In-Active PTW | true | true | true | 0 | 0
Working Oil cooler Temp Inlet | 10LAV10CT038 | In Service Stand-By In-Active PTW | true | true | true | 0 | 0
Working Oil cooler Temp Outlet | 10LAV10CT039 | In Service Stand-By In-Active PTW | true | true | true | 0 | 0
Clean Drain tank
Clean drain tank level |  | In Service Stand-By In-Active PTW | true | true | true | 0 | 0
Clean drain tank temp |  | In Service Stand-By In-Active PTW | true | true | true | 0 | 0
CEP #1
Suction Pr.1 st stage | 10LCB11CP001 | In Service Stand-By In-Active PTW | true | true | true | -1 | -1
Disch. Pr.1 st stage | 10LCB11CP002 | In Service Stand-By In-Active PTW | true | true | true | 0 | 0
Suction Pr. Main Pump | 10LCB11CP003 | In Service Stand-By In-Active PTW | true | true | true | 0 | 0
Disch. Pr. Main Pump | 10LCB11CP004 | In Service Stand-By In-Active PTW | true | true | true | 0 | 0
C.W. Inlet Pr. | 10PGL31CP001 | In Service Stand-By In-Active PTW | true | true | true | 0 | 0
C.W. Outlet Pr. | 10PGL31CP002 | In Service Stand-By In-Active PTW | true | true | true | 0 | 0
C.W. Inlet Temp | 10PGB31CP001 | In Service Stand-By In-Active PTW | true | true | true | 0 | 0
C.W. Outlet Temp | 10PGB31CP002 | In Service Stand-By In-Active PTW | true | true | true | 0 | 0
Thrust Brg Temp | 10LCB11CP016 | In Service Stand-By In-Active PTW | true | true | true | 0 | 0
Disch. Temp Main Pump | 10LCB11CP017 | In Service Stand-By In-Active PTW | true | true | true | 0 | 0
DP Across Suction Filter | 10LCA20CP003 | In Service Stand-By In-Active PTW | true | true | true | 0 | 0
CEP #2
Suction Pr. 1 st stage | 10LCB12CP001 | In Service Stand-By In-Active PTW | true | true | true | -1 | -1
Disch. Pr. 1 st stage | 10LCB12CP002 | In Service Stand-By In-Active PTW | true | true | true | 0 | 0
Suction Pr. Main Pump | 10LCB12CP003 | In Service Stand-By In-Active PTW | true | true | true | 0 | 0
Disch. Pr. Main Pump | 10LCB12CP004 | In Service Stand-By In-Active PTW | true | true | true | 0 | 0
C.W. Inlet Pr. | 10PGL32CP001 | In Service Stand-By In-Active PTW | true | true | true | 0 | 0
C.W. Outlet Pr. | 10PGL32CP002 | In Service Stand-By In-Active PTW | true | true | true | 0 | 0
C.W. Inlet Temp | 10PGB32CT001 | In Service Stand-By In-Active PTW | true | true | true | 0 | 0
C.W. Outlet Temp | 10PGB32CT002 | In Service Stand-By In-Active PTW | true | true | true | 0 | 0
Thrust Brg Temp | 10LCB12CT016 | In Service Stand-By In-Active PTW | true | true | true | 0 | 0
Disch. Temp Main Pump | 10LCB12CT017 | In Service Stand-By In-Active PTW | true | true | true | 0 | 0
DP Across Suction Filter | 10LCA10CP005 | In Service Stand-By In-Active PTW | true | true | true | 0 | 0
OLTC Pump 1
OLTC Suction | 10PAH30CP001 | In Service Stand-By In-Active PTW | true | true | true | 0 | 0
OLTC Disch Pr | 10PAH35CP001 | In Service Stand-By In-Active PTW | true | true | true | 1 | 1
OLTC Pump 2
OLTC Suction | 10PAH30CP002 | In Service Stand-By In-Active PTW | true | true | true | 0 | 0
OLTC Disch Pr | 10PAH35CP002 | In Service Stand-By In-Active PTW | true | true | true | 1 | 1
Makeup / Condenser / Dosing
CST Level | 10LCP10CL004 | In Service Stand-By In-Active PTW | true | true | true | 0 | 0
RCT Pump in service | 10LCP21/22AP010 | In Service Stand-By In-Active PTW | true | true | true | 1 | 1
RCTP Suction Pr | 10LCP21CP01/2 | In Service Stand-By In-Active PTW | true | true | true | 0 | 0
RCTP Disch. Pr | 10LCP22CP01/2 | In Service Stand-By In-Active PTW | true | true | true | 0 | 0
CW Inlet Temp 1 (Condenser pass 1) | 10PAB41CT001 | In Service Stand-By In-Active PTW | true | true | true | 0 | 0
CW Inlet Pr 1 | 10PAB41CP001 | In Service Stand-By In-Active PTW | true | true | true | 0 | 0
CW Inlet Temp 2 (Condenser pass 2) | 10PAB42CT001 | In Service Stand-By In-Active PTW | true | true | true | 0 | 0
CW Inlet Pr 2 | 10PAB42CP001 | In Service Stand-By In-Active PTW | true | true | true | 0 | 0
CW Outlet Temp 1 (Condenser pass 1) | 10PAB51CT001 | In Service Stand-By In-Active PTW | true | true | true | 0 | 0
CW Outlet Pr 1 | 10PAB51CP001 | In Service Stand-By In-Active PTW | true | true | true | 0 | 0
CW Outlet Temp 2 (Condenser Pass 2) | 10PAB52CT001 | In Service Stand-By In-Active PTW | true | true | true | 0 | 0
CW Outlet Pr 2 | 10PAB52CP001 | In Service Stand-By In-Active PTW | true | true | true | 0 | 0
O2 Cylinder 1/2 Pressure | 10LFNCP001/6 | In Service Stand-By In-Active PTW | true | true | true | 0 | 0
O2 Supply Hdr Pressure | 10LFN60CP008 | In Service Stand-By In-Active PTW | true | true | true | 0 | 0
O2 cylinder status Full |  | In Service Stand-By In-Active PTW | true | true | true | 0 | 0
O2 cylinder status Empty |  | In Service Stand-By In-Active PTW | true | true | true | 0 | 0
NAOH Tank level | 10LFN30CL001 | In Service Stand-By In-Active PTW | true | true | true | 0 | 0
NH3 Pump in service | 10LFN11/12/13AP010 | In Service Stand-By In-Active PTW | true | true | true | 1 | 1
NH3 pump Disch Pressure | 10LFN11/12/13CP001 | In Service Stand-By In-Active PTW | true | true | true | 0 | 0
NH3 In-service Pp stroke |  | In Service Stand-By In-Active PTW | true | true | true | 0 | 0
NH3 1% Solution Tank Level | 10LFN10CL003 | In Service Stand-By In-Active PTW | true | true | true | 0 | 0
NH3 5% Solution Tank Level | 10LFN10CL007 | In Service Stand-By In-Active PTW | true | true | true | 0 | 0
CCCW Pump #1
CCCW Pump 1 Suction Pr | 10PGC10CP001 | In Service Stand-By In-Active PTW | true | true | true | 0 | 0
CCCW Pump 1 Disch Pr | 10PGC10CP002 | In Service Stand-By In-Active PTW | true | true | true | 0 | 0
CCCW Pump #2
CCCW Pump 2 Suction Pr | 10PGC20CP001 | In Service Stand-By In-Active PTW | true | true | true | 0 | 0
CCCW Pump 2 Disch Pr | 10PGC20CP002 | In Service Stand-By In-Active PTW | true | true | true | 0 | 0
LPH Drain Pump
LPH Drain Pump Suction Pr | 10LCJ20CP501 | In Service Stand-By In-Active PTW | true | true | true | 0 | 0
LPH Drain Pump Disch. Pr | 10LCJ20CP502 | In Service Stand-By In-Active PTW | true | true | true | 0 | 0
Plate Type Heat Exchanger #1
CCCW Outlet Hdr Temp | 10PGA25CT012 | In Service Stand-By In-Active PTW | true | true | true | 0 | 0
Plate Type Heat Exchanger #2
CCCW Outlet Hdr Temp | 10PGA26CT012 | In Service Stand-By In-Active PTW | true | true | true | 0 | 0
ACW Pump #1
ACW 1 Suction Pr | 10PCC10CP001 | In Service Stand-By In-Active PTW | true | true | true | 0 | 0
ACW 1 Disch. Pr | 10PCC10CP002 | In Service Stand-By In-Active PTW | true | true | true | 0 | 0

## WeeklyBoilerSoot
Group3-20AT028(Right Side)
GaugeName | Code | Status | Display | Enabled | Mandatory | Min Value | Max Value
Blowing Pressure |  | In Service Stand-By In-Active PTW | true | true | true | 0 | 0
Pre-Selection Status |  | In Service Stand-By In-Active PTW | true | true | true | 0 | 0
LCP Fuse Status |  | In Service Stand-By In-Active PTW | true | true | true | 0 | 0
Puppet Valve condition |  | In Service Stand-By In-Active PTW | true | true | true | 0 | 0
Group3-20AT027(Right Side)
Blowing Pressure |  | In Service Stand-By In-Active PTW | true | true | true | 0 | 0
Pre-Selection Status |  | In Service Stand-By In-Active PTW | true | true | true | 0 | 0
LCP Fuse Status |  | In Service Stand-By In-Active PTW | true | true | true | 0 | 0
Puppet Valve condition |  | In Service Stand-By In-Active PTW | true | true | true | 0 | 0
Group3-20AT026(Right Side)
Blowing Pressure |  | In Service Stand-By In-Active PTW | true | true | true | 0 | 0
Pre-Selection Status |  | In Service Stand-By In-Active PTW | true | true | true | 0 | 0
LCP Fuse Status |  | In Service Stand-By In-Active PTW | true | true | true | 0 | 0
Puppet Valve condition |  | In Service Stand-By In-Active PTW | true | true | true | 0 | 0
Group3-20AT025(Right Side)
Blowing Pressure |  | In Service Stand-By In-Active PTW | true | true | true | 0 | 0
Pre-Selection Status |  | In Service Stand-By In-Active PTW | true | true | true | 0 | 0
LCP Fuse Status |  | In Service Stand-By In-Active PTW | true | true | true | 0 | 0
Puppet Valve condition |  | In Service Stand-By In-Active PTW | true | true | true | 0 | 0
Group4-20AT024(Right Side)
Blowing Pressure |  | In Service Stand-By In-Active PTW | true | true | true | 0 | 0
Pre-Selection Status |  | In Service Stand-By In-Active PTW | true | true | true | 0 | 0
LCP Fuse Status |  | In Service Stand-By In-Active PTW | true | true | true | 0 | 0
Puppet Valve condition |  | In Service Stand-By In-Active PTW | true | true | true | 0 | 0
Group4-20AT023(Right Side)
Blowing Pressure |  | In Service Stand-By In-Active PTW | true | true | true | 0 | 0
Pre-Selection Status |  | In Service Stand-By In-Active PTW | true | true | true | 0 | 0
LCP Fuse Status |  | In Service Stand-By In-Active PTW | true | true | true | 0 | 0
Puppet Valve condition |  | In Service Stand-By In-Active PTW | true | true | true | 0 | 0
Group4-20AT022(Right Side)
Blowing Pressure |  | In Service Stand-By In-Active PTW | true | true | true | 0 | 0
Pre-Selection Status |  | In Service Stand-By In-Active PTW | true | true | true | 0 | 0
LCP Fuse Status |  | In Service Stand-By In-Active PTW | true | true | true | 0 | 0
Puppet Valve condition |  | In Service Stand-By In-Active PTW | true | true | true | 0 | 0
Group4-20AT021(Right Side)
Blowing Pressure |  | In Service Stand-By In-Active PTW | true | true | true | 0 | 0
Pre-Selection Status |  | In Service Stand-By In-Active PTW | true | true | true | 0 | 0
LCP Fuse Status |  | In Service Stand-By In-Active PTW | true | true | true | 0 | 0
Puppet Valve condition |  | In Service Stand-By In-Active PTW | true | true | true | 0 | 0
Group5-20AT020(Right Side)
Blowing Pressure |  | In Service Stand-By In-Active PTW | true | true | true | 0 | 0
Pre-Selection Status |  | In Service Stand-By In-Active PTW | true | true | true | 0 | 0
LCP Fuse Status |  | In Service Stand-By In-Active PTW | true | true | true | 0 | 0
Puppet Valve condition |  | In Service Stand-By In-Active PTW | true | true | true | 0 | 0
Group5-20AT019(Right Side)
Blowing Pressure |  | In Service Stand-By In-Active PTW | true | true | true | 0 | 0
Pre-Selection Status |  | In Service Stand-By In-Active PTW | true | true | true | 0 | 0
LCP Fuse Status |  | In Service Stand-By In-Active PTW | true | true | true | 0 | 0
Puppet Valve condition |  | In Service Stand-By In-Active PTW | true | true | true | 0 | 0
Group6-20AT018(Right Side)
Blowing Pressure |  | In Service Stand-By In-Active PTW | true | true | true | 0 | 0
Pre-Selection Status |  | In Service Stand-By In-Active PTW | true | true | true | 0 | 0
LCP Fuse Status |  | In Service Stand-By In-Active PTW | true | true | true | 0 | 0
Puppet Valve condition |  | In Service Stand-By In-Active PTW | true | true | true | 0 | 0
Group6-20AT017(Right Side)
Blowing Pressure |  | In Service Stand-By In-Active PTW | true | true | true | 0 | 0
Pre-Selection Status |  | In Service Stand-By In-Active PTW | true | true | true | 0 | 0
LCP Fuse Status |  | In Service Stand-By In-Active PTW | true | true | true | 0 | 0
Puppet Valve condition |  | In Service Stand-By In-Active PTW | true | true | true | 0 | 0
Group7-20AT016(Right Side)
Blowing Pressure |  | In Service Stand-By In-Active PTW | true | true | true | 0 | 0
Pre-Selection Status |  | In Service Stand-By In-Active PTW | true | true | true | 0 | 0
LCP Fuse Status |  | In Service Stand-By In-Active PTW | true | true | true | 0 | 0
Puppet Valve condition |  | In Service Stand-By In-Active PTW | true | true | true | 0 | 0
Group7-20AT015(Right Side)
Blowing Pressure |  | In Service Stand-By In-Active PTW | true | true | true | 0 | 0
Pre-Selection Status |  | In Service Stand-By In-Active PTW | true | true | true | 0 | 0
LCP Fuse Status |  | In Service Stand-By In-Active PTW | true | true | true | 0 | 0
Puppet Valve condition |  | In Service Stand-By In-Active PTW | true | true | true | 0 | 0
Group7-20AT014(Right Side)
Blowing Pressure |  | In Service Stand-By In-Active PTW | true | true | true | 0 | 0
Pre-Selection Status |  | In Service Stand-By In-Active PTW | true | true | true | 0 | 0
LCP Fuse Status |  | In Service Stand-By In-Active PTW | true | true | true | 0 | 0
Puppet Valve condition |  | In Service Stand-By In-Active PTW | true | true | true | 0 | 0
Group7-20AT013(Right Side)
Blowing Pressure |  | In Service Stand-By In-Active PTW | true | true | true | 0 | 0
Pre-Selection Status |  | In Service Stand-By In-Active PTW | true | true | true | 0 | 0
LCP Fuse Status |  | In Service Stand-By In-Active PTW | true | true | true | 0 | 0
Puppet Valve condition |  | In Service Stand-By In-Active PTW | true | true | true | 0 | 0
Group8-20AT012(Right Side)
Blowing Pressure |  | In Service Stand-By In-Active PTW | true | true | true | 0 | 0
Pre-Selection Status |  | In Service Stand-By In-Active PTW | true | true | true | 0 | 0
LCP Fuse Status |  | In Service Stand-By In-Active PTW | true | true | true | 0 | 0
Puppet Valve condition |  | In Service Stand-By In-Active PTW | true | true | true | 0 | 0
Group8-20AT011(Right Side)
Blowing Pressure |  | In Service Stand-By In-Active PTW | true | true | true | 0 | 0
Pre-Selection Status |  | In Service Stand-By In-Active PTW | true | true | true | 0 | 0
LCP Fuse Status |  | In Service Stand-By In-Active PTW | true | true | true | 0 | 0
Puppet Valve condition |  | In Service Stand-By In-Active PTW | true | true | true | 0 | 0
Group8-20AT010(Right Side)
Blowing Pressure |  | In Service Stand-By In-Active PTW | true | true | true | 0 | 0
Pre-Selection Status |  | In Service Stand-By In-Active PTW | true | true | true | 0 | 0
LCP Fuse Status |  | In Service Stand-By In-Active PTW | true | true | true | 0 | 0
Puppet Valve condition |  | In Service Stand-By In-Active PTW | true | true | true | 0 | 0
Group8-20AT009(Right Side)
Blowing Pressure |  | In Service Stand-By In-Active PTW | true | true | true | 0 | 0
Pre-Selection Status |  | In Service Stand-By In-Active PTW | true | true | true | 0 | 0
LCP Fuse Status |  | In Service Stand-By In-Active PTW | true | true | true | 0 | 0
Puppet Valve condition |  | In Service Stand-By In-Active PTW | true | true | true | 0 | 0
Group9-20AT008(Right Side)
Blowing Pressure |  | In Service Stand-By In-Active PTW | true | true | true | 0 | 0
Pre-Selection Status |  | In Service Stand-By In-Active PTW | true | true | true | 0 | 0
LCP Fuse Status |  | In Service Stand-By In-Active PTW | true | true | true | 0 | 0
Puppet Valve condition |  | In Service Stand-By In-Active PTW | true | true | true | 0 | 0
Group9-20AT007(Right Side)
Blowing Pressure |  | In Service Stand-By In-Active PTW | true | true | true | 0 | 0
Pre-Selection Status |  | In Service Stand-By In-Active PTW | true | true | true | 0 | 0
LCP Fuse Status |  | In Service Stand-By In-Active PTW | true | true | true | 0 | 0
Puppet Valve condition |  | In Service Stand-By In-Active PTW | true | true | true | 0 | 0
Group9-20AT006(Right Side)
Blowing Pressure |  | In Service Stand-By In-Active PTW | true | true | true | 0 | 0
Pre-Selection Status |  | In Service Stand-By In-Active PTW | true | true | true | 0 | 0
LCP Fuse Status |  | In Service Stand-By In-Active PTW | true | true | true | 0 | 0
Puppet Valve condition |  | In Service Stand-By In-Active PTW | true | true | true | 0 | 0
Group9-20AT005(Right Side)
Blowing Pressure |  | In Service Stand-By In-Active PTW | true | true | true | 0 | 0
Pre-Selection Status |  | In Service Stand-By In-Active PTW | true | true | true | 0 | 0
LCP Fuse Status |  | In Service Stand-By In-Active PTW | true | true | true | 0 | 0
Puppet Valve condition |  | In Service Stand-By In-Active PTW | true | true | true | 0 | 0
Group10-20AT004(Right Side)
Blowing Pressure |  | In Service Stand-By In-Active PTW | true | true | true | 0 | 0
Pre-Selection Status |  | In Service Stand-By In-Active PTW | true | true | true | 0 | 0
LCP Fuse Status |  | In Service Stand-By In-Active PTW | true | true | true | 0 | 0
Puppet Valve condition |  | In Service Stand-By In-Active PTW | true | true | true | 0 | 0
Group10-20AT003(Right Side)
Blowing Pressure |  | In Service Stand-By In-Active PTW | true | true | true | 0 | 0
Pre-Selection Status |  | In Service Stand-By In-Active PTW | true | true | true | 0 | 0
LCP Fuse Status |  | In Service Stand-By In-Active PTW | true | true | true | 0 | 0
Blowing Pressure |  | In Service Stand-By In-Active PTW | true | true | true | 0 | 0
Group10-20AT002(Right Side)
Blowing Pressure |  | In Service Stand-By In-Active PTW | true | true | true | 0 | 0
Pre-Selection Status |  | In Service Stand-By In-Active PTW | true | true | true | 0 | 0
LCP Fuse Status |  | In Service Stand-By In-Active PTW | true | true | true | 0 | 0
Puppet Valve condition |  | In Service Stand-By In-Active PTW | true | true | true | 0 | 0
Group10-20AT001(Right Side)
Blowing Pressure |  | In Service Stand-By In-Active PTW | true | true | true | 0 | 0
Pre-Selection Status |  | In Service Stand-By In-Active PTW | true | true | true | 0 | 0
LCP Fuse Status |  | In Service Stand-By In-Active PTW | true | true | true | 0 | 0
Puppet Valve condition |  | In Service Stand-By In-Active PTW | true | true | true | 0 | 0
Group11-11AT001(Right Side)
Blowing Pressure |  | In Service Stand-By In-Active PTW | true | true | true | 0 | 0
Pre-Selection Status |  | In Service Stand-By In-Active PTW | true | true | true | 0 | 0
LCP Fuse Status |  | In Service Stand-By In-Active PTW | true | true | true | 0 | 0
Puppet Valve condition |  | In Service Stand-By In-Active PTW | true | true | true | 0 | 0
Group3-21AT028(Left Side)
Blowing Pressure |  | In Service Stand-By In-Active PTW | true | true | true | 0 | 0
Pre-Selection Status |  | In Service Stand-By In-Active PTW | true | true | true | 0 | 0
LCP Fuse Status |  | In Service Stand-By In-Active PTW | true | true | true | 0 | 0
Puppet Valve condition |  | In Service Stand-By In-Active PTW | true | true | true | 0 | 0
Group3-21AT027(Left Side)
Blowing Pressure |  | In Service Stand-By In-Active PTW | true | true | true | 0 | 0
Pre-Selection Status |  | In Service Stand-By In-Active PTW | true | true | true | 0 | 0
LCP Fuse Status |  | In Service Stand-By In-Active PTW | true | true | true | 0 | 0
Puppet Valve condition |  | In Service Stand-By In-Active PTW | true | true | true | 0 | 0
Group3-21AT026(Left Side)
Blowing Pressure |  | In Service Stand-By In-Active PTW | true | true | true | 0 | 0
Pre-Selection Status |  | In Service Stand-By In-Active PTW | true | true | true | 0 | 0
LCP Fuse Status |  | In Service Stand-By In-Active PTW | true | true | true | 0 | 0
Puppet Valve condition |  | In Service Stand-By In-Active PTW | true | true | true | 0 | 0
Group3-21AT025(Left Side)
Blowing Pressure |  | In Service Stand-By In-Active PTW | true | true | true | 0 | 0
Pre-Selection Status |  | In Service Stand-By In-Active PTW | true | true | true | 0 | 0
LCP Fuse Status |  | In Service Stand-By In-Active PTW | true | true | true | 0 | 0
Puppet Valve condition |  | In Service Stand-By In-Active PTW | true | true | true | 0 | 0
Group4-21AT024(Left Side)
Blowing Pressure |  | In Service Stand-By In-Active PTW | true | true | true | 0 | 0
Pre-Selection Status |  | In Service Stand-By In-Active PTW | true | true | true | 0 | 0
LCP Fuse Status |  | In Service Stand-By In-Active PTW | true | true | true | 0 | 0
Puppet Valve condition |  | In Service Stand-By In-Active PTW | true | true | true | 0 | 0
Group4-21AT023(Left Side)
Blowing Pressure |  | In Service Stand-By In-Active PTW | true | true | true | 0 | 0
Pre-Selection Status |  | In Service Stand-By In-Active PTW | true | true | true | 0 | 0
LCP Fuse Status |  | In Service Stand-By In-Active PTW | true | true | true | 0 | 0
Puppet Valve condition |  | In Service Stand-By In-Active PTW | true | true | true | 0 | 0
Group4-21AT022(Left Side)
Blowing Pressure |  | In Service Stand-By In-Active PTW | true | true | true | 0 | 0
Pre-Selection Status |  | In Service Stand-By In-Active PTW | true | true | true | 0 | 0
LCP Fuse Status |  | In Service Stand-By In-Active PTW | true | true | true | 0 | 0
Puppet Valve condition |  | In Service Stand-By In-Active PTW | true | true | true | 0 | 0
Group4-21AT021(Left Side)
Blowing Pressure |  | In Service Stand-By In-Active PTW | true | true | true | 0 | 0
Pre-Selection Status |  | In Service Stand-By In-Active PTW | true | true | true | 0 | 0
LCP Fuse Status |  | In Service Stand-By In-Active PTW | true | true | true | 0 | 0
Puppet Valve condition |  | In Service Stand-By In-Active PTW | true | true | true | 0 | 0
Group5-21AT020(Left Side)
Blowing Pressure |  | In Service Stand-By In-Active PTW | true | true | true | 0 | 0
Pre-Selection Status |  | In Service Stand-By In-Active PTW | true | true | true | 0 | 0
LCP Fuse Status |  | In Service Stand-By In-Active PTW | true | true | true | 0 | 0
Puppet Valve condition |  | In Service Stand-By In-Active PTW | true | true | true | 0 | 0
Group5-21AT019(Left Side)
Blowing Pressure |  | In Service Stand-By In-Active PTW | true | true | true | 0 | 0
Pre-Selection Status |  | In Service Stand-By In-Active PTW | true | true | true | 0 | 0
LCP Fuse Status |  | In Service Stand-By In-Active PTW | true | true | true | 0 | 0
Puppet Valve condition |  | In Service Stand-By In-Active PTW | true | true | true | 0 | 0
Group6-21AT018(Left Side)
Blowing Pressure |  | In Service Stand-By In-Active PTW | true | true | true | 0 | 0
Pre-Selection Status |  | In Service Stand-By In-Active PTW | true | true | true | 0 | 0
LCP Fuse Status |  | In Service Stand-By In-Active PTW | true | true | true | 0 | 0
Puppet Valve condition |  | In Service Stand-By In-Active PTW | true | true | true | 0 | 0
Group6-21AT017(Left Side)
Blowing Pressure |  | In Service Stand-By In-Active PTW | true | true | true | 0 | 0
Pre-Selection Status |  | In Service Stand-By In-Active PTW | true | true | true | 0 | 0
LCP Fuse Status |  | In Service Stand-By In-Active PTW | true | true | true | 0 | 0
Puppet Valve condition |  | In Service Stand-By In-Active PTW | true | true | true | 0 | 0
Group7-21AT016(Left Side)
Blowing Pressure |  | In Service Stand-By In-Active PTW | true | true | true | 0 | 0
Pre-Selection Status |  | In Service Stand-By In-Active PTW | true | true | true | 0 | 0
LCP Fuse Status |  | In Service Stand-By In-Active PTW | true | true | true | 0 | 0
Puppet Valve condition |  | In Service Stand-By In-Active PTW | true | true | true | 0 | 0
Group7-21AT015(Left Side)
Blowing Pressure |  | In Service Stand-By In-Active PTW | true | true | true | 0 | 0
Pre-Selection Status |  | In Service Stand-By In-Active PTW | true | true | true | 0 | 0
LCP Fuse Status |  | In Service Stand-By In-Active PTW | true | true | true | 0 | 0
Puppet Valve condition |  | In Service Stand-By In-Active PTW | true | true | true | 0 | 0
Group7-21AT014(Left Side)
Blowing Pressure |  | In Service Stand-By In-Active PTW | true | true | true | 0 | 0
Pre-Selection Status |  | In Service Stand-By In-Active PTW | true | true | true | 0 | 0
LCP Fuse Status |  | In Service Stand-By In-Active PTW | true | true | true | 0 | 0
Puppet Valve condition |  | In Service Stand-By In-Active PTW | true | true | true | 0 | 0
Group7-21AT013(Left Side)
Blowing Pressure |  | In Service Stand-By In-Active PTW | true | true | true | 0 | 0
Pre-Selection Status |  | In Service Stand-By In-Active PTW | true | true | true | 0 | 0
LCP Fuse Status |  | In Service Stand-By In-Active PTW | true | true | true | 0 | 0
Puppet Valve condition |  | In Service Stand-By In-Active PTW | true | true | true | 0 | 0
Group8-21AT012(Left Side)
Blowing Pressure |  | In Service Stand-By In-Active PTW | true | true | true | 0 | 0
Pre-Selection Status |  | In Service Stand-By In-Active PTW | true | true | true | 0 | 0
LCP Fuse Status |  | In Service Stand-By In-Active PTW | true | true | true | 0 | 0
Puppet Valve condition |  | In Service Stand-By In-Active PTW | true | true | true | 0 | 0
Group8-21AT011(Left Side)
Blowing Pressure |  | In Service Stand-By In-Active PTW | true | true | true | 0 | 0
Pre-Selection Status |  | In Service Stand-By In-Active PTW | true | true | true | 0 | 0
LCP Fuse Status |  | In Service Stand-By In-Active PTW | true | true | true | 0 | 0
Puppet Valve condition |  | In Service Stand-By In-Active PTW | true | true | true | 0 | 0
Group8-21AT010(Left Side)
Blowing Pressure |  | In Service Stand-By In-Active PTW | true | true | true | 0 | 0
Pre-Selection Status |  | In Service Stand-By In-Active PTW | true | true | true | 0 | 0
LCP Fuse Status |  | In Service Stand-By In-Active PTW | true | true | true | 0 | 0
Puppet Valve condition |  | In Service Stand-By In-Active PTW | true | true | true | 0 | 0
Group8-21AT009(Left Side)
Blowing Pressure |  | In Service Stand-By In-Active PTW | true | true | true | 0 | 0
Pre-Selection Status |  | In Service Stand-By In-Active PTW | true | true | true | 0 | 0
LCP Fuse Status |  | In Service Stand-By In-Active PTW | true | true | true | 0 | 0
Puppet Valve condition |  | In Service Stand-By In-Active PTW | true | true | true | 0 | 0
Group9-21AT008(Left Side)
Blowing Pressure |  | In Service Stand-By In-Active PTW | true | true | true | 0 | 0
Pre-Selection Status |  | In Service Stand-By In-Active PTW | true | true | true | 0 | 0
LCP Fuse Status |  | In Service Stand-By In-Active PTW | true | true | true | 0 | 0
Puppet Valve condition |  | In Service Stand-By In-Active PTW | true | true | true | 0 | 0
Group9-21AT007(Left Side)
Blowing Pressure |  | In Service Stand-By In-Active PTW | true | true | true | 0 | 0
Pre-Selection Status |  | In Service Stand-By In-Active PTW | true | true | true | 0 | 0
LCP Fuse Status |  | In Service Stand-By In-Active PTW | true | true | true | 0 | 0
Puppet Valve condition |  | In Service Stand-By In-Active PTW | true | true | true | 0 | 0
Group9-21AT006(Left Side)
Blowing Pressure |  | In Service Stand-By In-Active PTW | true | true | true | 0 | 0
Pre-Selection Status |  | In Service Stand-By In-Active PTW | true | true | true | 0 | 0
LCP Fuse Status |  | In Service Stand-By In-Active PTW | true | true | true | 0 | 0
Puppet Valve condition |  | In Service Stand-By In-Active PTW | true | true | true | 0 | 0
Group9-21AT005(Left Side)
Blowing Pressure |  | In Service Stand-By In-Active PTW | true | true | true | 0 | 0
Pre-Selection Status |  | In Service Stand-By In-Active PTW | true | true | true | 0 | 0
LCP Fuse Status |  | In Service Stand-By In-Active PTW | true | true | true | 0 | 0
Puppet Valve condition |  | In Service Stand-By In-Active PTW | true | true | true | 0 | 0
Group10-21AT004(Left Side)
Blowing Pressure |  | In Service Stand-By In-Active PTW | true | true | true | 0 | 0
Pre-Selection Status |  | In Service Stand-By In-Active PTW | true | true | true | 0 | 0
LCP Fuse Status |  | In Service Stand-By In-Active PTW | true | true | true | 0 | 0
Puppet Valve condition |  | In Service Stand-By In-Active PTW | true | true | true | 0 | 0
Group10-21AT003(Left Side)
Blowing Pressure |  | In Service Stand-By In-Active PTW | true | true | true | 0 | 0
Pre-Selection Status |  | In Service Stand-By In-Active PTW | true | true | true | 0 | 0
LCP Fuse Status |  | In Service Stand-By In-Active PTW | true | true | true | 0 | 0
Puppet Valve condition |  | In Service Stand-By In-Active PTW | true | true | true | 0 | 0
Group10-21AT002(Left Side)
Blowing Pressure |  | In Service Stand-By In-Active PTW | true | true | true | 0 | 0
Pre-Selection Status |  | In Service Stand-By In-Active PTW | true | true | true | 0 | 0
LCP Fuse Status |  | In Service Stand-By In-Active PTW | true | true | true | 0 | 0
Puppet Valve condition |  | In Service Stand-By In-Active PTW | true | true | true | 0 | 0
Group10-21AT001(Left Side)
Blowing Pressure |  | In Service Stand-By In-Active PTW | true | true | true | 0 | 0
Pre-Selection Status |  | In Service Stand-By In-Active PTW | true | true | true | 0 | 0
LCP Fuse Status |  | In Service Stand-By In-Active PTW | true | true | true | 0 | 0
Puppet Valve condition |  | In Service Stand-By In-Active PTW | true | true | true | 0 | 0
Group11-21AT001(Left Side)
Blowing Pressure |  | In Service Stand-By In-Active PTW | true | true | true | 0 | 0
Pre-Selection Status |  | In Service Stand-By In-Active PTW | true | true | true | 0 | 0
LCP Fuse Status |  | In Service Stand-By In-Active PTW | true | true | true | 0 | 0
Puppet Valve condition |  | In Service Stand-By In-Active PTW | true | true | true | 0 | 0

## Ash Handling Plant and FOPH Log
Seal Water Pump ( 1 Service, 2 Standby, 3 Permit)
GaugeName | Code | Status | Display | Enabled | Mandatory | Min Value | Max Value
Seal water Pump 1 ( 1 Service, 2 Standby, 3 Permit) | 10HDF10AP001 | In Service Stand-By In-Active PTW | true | true | true | 1 | 1
Seal water Pump 2 ( 1 Service, 2 Standby, 3 Permit) | 10HDF10AP002 | In Service Stand-By In-Active PTW | true | true | true | 1 | 1
Seal water Pump 3 ( 1 Service, 2 Standby, 3 Permit) | 10HDF10AP003 | In Service Stand-By In-Active PTW | true | true | true | 1 | 1
Conveying Air Compressor 1
CAC #1 ( 1 Service, 2 Standby, 3 Permit) | 10HDC06AN001 | In Service Stand-By In-Active PTW | true | true | true | 1 | 1
Lube Oil Pr. |  | In Service Stand-By In-Active PTW | true | true | true | 0 | 0
l st Stage Disch Pr. |  | In Service Stand-By In-Active PTW | true | true | true | 0 | 0
l st Stage Disch Temp. |  | In Service Stand-By In-Active PTW | true | true | true | 0 | 0
II nd Stage_Disch Pr. |  | In Service Stand-By In-Active PTW | true | true | true | 0 | 0
II nd Stage Disch Temp. |  | In Service Stand-By In-Active PTW | true | true | true | 0 | 0
After Cooler O/L Temp |  | In Service Stand-By In-Active PTW | true | true | true | 0 | 0
CW Inlet Pr. |  | In Service Stand-By In-Active PTW | true | true | true | 0 | 0
Air Receiver Pr. |  | In Service Stand-By In-Active PTW | true | true | true | 0 | 0
Conveying Air Compressor 2
CAC #2 ( 1 Service, 2 Standby, 3 Permit) | 10HDC06AN002 | In Service Stand-By In-Active PTW | true | true | true | 1 | 1
Lube Oil Pr. |  | In Service Stand-By In-Active PTW | true | true | true | 0 | 0
l st Stage Disch Pr. |  | In Service Stand-By In-Active PTW | true | true | true | 0 | 0
l st Stage Disch Temp. |  | In Service Stand-By In-Active PTW | true | true | true | 0 | 0
II nd Stage_Disch Pr. |  | In Service Stand-By In-Active PTW | true | true | true | 0 | 0
II nd Stage Disch Temp. |  | In Service Stand-By In-Active PTW | true | true | true | 0 | 0
After Cooler O/L Temp |  | In Service Stand-By In-Active PTW | true | true | true | 0 | 0
CW Inlet Pr. |  | In Service Stand-By In-Active PTW | true | true | true | 0 | 0
Air Receiver Pr. |  | In Service Stand-By In-Active PTW | true | true | true | 0 | 0
Conveying Air Compressor 3
CAC #3 ( 1 Service, 2 Standby, 3 Permit) | 10HDC06AN003 | In Service Stand-By In-Active PTW | true | true | true | 1 | 1
Lube Oil Pr. |  | In Service Stand-By In-Active PTW | true | true | true | 0 | 0
l st Stage Disch Pr. |  | In Service Stand-By In-Active PTW | true | true | true | 0 | 0
l st Stage Disch Temp. |  | In Service Stand-By In-Active PTW | true | true | true | 0 | 0
II nd Stage_Disch Pr. |  | In Service Stand-By In-Active PTW | true | true | true | 0 | 0
II nd Stage Disch Temp. |  | In Service Stand-By In-Active PTW | true | true | true | 0 | 0
After Cooler O/L Temp |  | In Service Stand-By In-Active PTW | true | true | true | 0 | 0
CW Inlet Pr. |  | In Service Stand-By In-Active PTW | true | true | true | 0 | 0
Air Receiver Pr. |  | In Service Stand-By In-Active PTW | true | true | true | 0 | 0
Refrigerated Air Dryers 1 (RAD 1)
Refrigeration Air Dryer - 1 (RAD 1) ( 1 Service, 2 Standby, 3 Permit) | 10HDC06AT001 | In Service Stand-By In-Active PTW | true | true | true | 1 | 1
RAD # Dew point 1 |  | In Service Stand-By In-Active PTW | true | true | true | -50 | -50
Refrigerated Air Dryers 2 (RAD 2)
Refrigeration Air Dryer - 2 (RAD 2) ( 1 Service, 2 Standby, 3 Permit) | 10HDC06AT002 | In Service Stand-By In-Active PTW | true | true | true | 1 | 1
RAD # Dew point 2 |  | In Service Stand-By In-Active PTW | true | true | true | -50 | -50
Refrigerated Air Dryers 3 (RAD 3)
Refrigeration Air Dryer - 3 (RAD 3) ( 1 Service, 2 Standby, 3 Permit) | 10HDC06AT003 | In Service Stand-By In-Active PTW | true | true | true | 1 | 1
RAD # Dew point 3 |  | In Service Stand-By In-Active PTW | true | true | true | -50 | -50
Ash Water Pump 1
Ash Water Pump 1 ( 1 Service, 2 Standby, 3 Permit) | 10HDF01AP001 | In Service Stand-By In-Active PTW | true | true | true | 1 | 1
Discharge Pr. | 10HDF01CP001 | In Service Stand-By In-Active PTW | true | true | true | 0 | 0
Current | 10HDF01CE001 | In Service Stand-By In-Active PTW | true | true | true | 0 | 0
Ash Water Pump 2
Ash Water Pump 2 ( 1 Service, 2 Standby, 3 Permit) | 10HDF02AP001 | In Service Stand-By In-Active PTW | true | true | true | 1 | 1
Discharge Pr. | 10HDF02CP001 | In Service Stand-By In-Active PTW | true | true | true | 0 | 0
Current | 10HDF02CE001 | In Service Stand-By In-Active PTW | true | true | true | 0 | 0
Ash Water Pump 3
Ash Water Pump 3 ( 1 Service, 2 Standby, 3 Permit) | 10HDF03AP001 | In Service Stand-By In-Active PTW | true | true | true | 1 | 1
Discharge Pr. | 10HDF03CP001 | In Service Stand-By In-Active PTW | true | true | true | 0 | 0
Current | 10HDF03CE001 | In Service Stand-By In-Active PTW | true | true | true | 0 | 0
Ash Slurry Pump 1
Ash Slurry Pump 1 ( 1 Service, 2 Standby, 3 Permit) | 10HDE01AP001 | In Service Stand-By In-Active PTW | true | true | true | 1 | 1
Seal water press at slurry pump i/s | 10HDF12CP001 | In Service Stand-By In-Active PTW | true | true | true | 0 | 0
Discharge Pr. | 10HDE01CP003 | In Service Stand-By In-Active PTW | true | true | true | 0 | 0
Current | 10HDE01CE001 | In Service Stand-By In-Active PTW | true | true | true | 0 | 0
Scoop position |  | In Service Stand-By In-Active PTW | true | true | true | 0 | 0
Ash Slurry Pump 2
Ash Slurry Pump 2 ( 1 Service, 2 Standby, 3 Permit) | 10HDE01AP002 | In Service Stand-By In-Active PTW | true | true | true | 1 | 1
Seal water press at slurry pump i/s | 10HDF12CP002 | In Service Stand-By In-Active PTW | true | true | true | 0 | 0
Discharge Pr. | 10HDE02CP003 | In Service Stand-By In-Active PTW | true | true | true | 0 | 0
Current | 10HDE02CE001 | In Service Stand-By In-Active PTW | true | true | true | 0 | 0
Scoop position |  | In Service Stand-By In-Active PTW | true | true | true | 0 | 0
Ash Slurry Pump 3
Ash Slurry Pump 3 ( 1 Service, 2 Standby, 3 Permit) | 10HDE01AP003 | In Service Stand-By In-Active PTW | true | true | true | 1 | 1
Seal water press at slurry pump i/s | 10HDF12CP003 | In Service Stand-By In-Active PTW | true | true | true | 0 | 0
Discharge Pr. | 10HDE03CP003 | In Service Stand-By In-Active PTW | true | true | true | 0 | 0
Current | 10HDE03CE001 | In Service Stand-By In-Active PTW | true | true | true | 0 | 0
Scoop position |  | In Service Stand-By In-Active PTW | true | true | true | 0 | 0
HFO / HSD Storage Tanks and Ash handling system
HFO Tank Level T10 (Local) | 10EGB10CL001 | In Service Stand-By In-Active PTW | true | true | true | 0 | 0
HFO Tank Level T10 (Radar) |  | In Service Stand-By In-Active PTW | true | true | true | 0 | 0
HFO Temp Tank T10 temperature | 10EGB10CT001 | In Service Stand-By In-Active PTW | true | true | true | 0 | 0
HFO Tank Level T20 (Local) | 10EGB20CL001 | In Service Stand-By In-Active PTW | true | true | true | 0 | 0
HFO Temp Tank T20 temperature | 10EGB20CT001 | In Service Stand-By In-Active PTW | true | true | true | 0 | 0
HSD Tank Level T30 (Local) | 10EGB30CL001 | In Service Stand-By In-Active PTW | true | true | true | 0 | 0
HSD Tank Level T40 (Local) | 10EGB40CL002 | In Service Stand-By In-Active PTW | true | true | true | 0 | 0
Heating Steam Pr After PCV | 10EGT10CP001 | In Service Stand-By In-Active PTW | true | true | true | 0 | 0
Heating Steam Temp After PCV | 10EGT10CT001 | In Service Stand-By In-Active PTW | true | true | true | 0 | 0
HFO Tank in Service | 10EGB10/20BB001 | In Service Stand-By In-Active PTW | true | true | true | 1 | 1
Heat Tracing Feeders Status ( 1 Service, 2 Standby, 3 Permit) |  | In Service Stand-By In-Active PTW | true | true | true | 1 | 1
Ash Conveying Selection ( 1 Low, 2 Med, 3 High) |  | In Service Stand-By In-Active PTW | true | true | true | 0 | 0
Fly ash silo Level | 10HDC05CL001 | In Service Stand-By In-Active PTW | true | true | true | 0 | 0
Wet Ash Disposal - Silo level at start | 10HDC05CL001 | In Service Stand-By In-Active PTW | true | true | true | 0 | 0
Auxiliary Boiler
Steam Flow | 10QLB10CF001 | In Service Stand-By In-Active PTW | true | true | true | 0 | 0
MS Pressure | 10QLB10CP001 | In Service Stand-By In-Active PTW | true | true | true | 0 | 0
MS Temp Aft Start up Vent | 10QLB10FT002 | In Service Stand-By In-Active PTW | true | true | true | 0 | 0
Spray Water Flow | 10QLA25CF001 | In Service Stand-By In-Active PTW | true | true | true | 0 | 0
HFO Forwarding Pump to Main boiler 1
HFO Forwarding Pump 1 ( 1 Service, 2 Standby, 3 Permit) | 10EGC10AP001 | In Service Stand-By In-Active PTW | true | true | true | 1 | 1
Pp 1 Suction Hdr Temp | 10EGC05CT001 | In Service Stand-By In-Active PTW | true | true | true | 0 | 0
Pp 1 Disch Hdr Pr. | 10EGC10CP001 | In Service Stand-By In-Active PTW | true | true | true | 0 | 0
HFO Forwarding Pump to Main boiler 2
HFO Forwarding Pump 2 ( 1 Service, 2 Standby, 3 Permit) | 10EGC11AP001 | In Service Stand-By In-Active PTW | true | true | true | 1 | 1
Pp 2 Suction Hdr Temp | 10EGC10CP001 | In Service Stand-By In-Active PTW | true | true | true | 0 | 0
Pp 2 Disch Hdr Pr. | 10EGC10CP002 | In Service Stand-By In-Active PTW | true | true | true | 0 | 0
Ash Water Recovery Pump 1
Ash water Recovery Pump 1 ( 1 Service, 2 Standby, 3 Permit) | 10HDG01AP001 | In Service Stand-By In-Active PTW | true | true | true | 1 | 1
Discharge Pressure | 10HDG01CP001 | In Service Stand-By In-Active PTW | true | true | true | 0 | 0
Current | 10HDG01CE001 | In Service Stand-By In-Active PTW | true | true | true | 0 | 0
Ash Water Recovery Pump 2
Ash Water Recovery Pump 2 ( 1 Service, 2 Standby, 3 Permit) | 10HDG02AP001 | In Service Stand-By In-Active PTW | true | true | true | 1 | 1
Discharge Pressure | 10HDG02CP001 | In Service Stand-By In-Active PTW | true | true | true | 0 | 0
Current | 10HDG02CE001 | In Service Stand-By In-Active PTW | true | true | true | 0 | 0
Sump drain pump 1 ( 1 Service, 2 Standby, 3 Permit)
Sump drain pump 1 ( 1 Service, 2 Standby, 3 Permit) | 10HDF11AP001 | In Service Stand-By In-Active PTW | true | true | true | 0 | 0
Sump drain pump 2 ( 1 Service, 2 Standby, 3 Permit)
Sump drain pump 2 ( 1 Service, 2 Standby, 3 Permit) | 10HDF11AP002 | In Service Stand-By In-Active PTW | true | true | true | 0 | 0
Hot drain pit pump 1 ( 1 Service, 2 Standby, 3 Permit)
Hot drain pit pump 1 ( 1 Service, 2 Standby, 3 Permit) | 10GHE10AP001 | In Service Stand-By In-Active PTW | true | true | true | 0 | 0
Hot drain pit pump 2 ( 1 Service, 2 Standby, 3 Permit)
Hot Drain Pit Pump 2 ( 1 Service, 2 Standby, 3 Permit) | 10GHE20AP001 | In Service Stand-By In-Active PTW | true | true | true | 0 | 0
Hot drain pit pump 3 ( 1 Service, 2 Standby, 3 Permit)
Hot Drain Pit Pump 3 ( 1 Service, 2 Standby, 3 Permit) | 10GHE30AP001 | In Service Stand-By In-Active PTW | true | true | true | 0 | 0
Silo fluidizing Blower 1 ( 1 Service, 2 Standby, 3 Permit)
Silo fluidizing Blower 1 ( 1 Service, 2 Standby, 3 Permit) | 10HDD01AN001 | In Service Stand-By In-Active PTW | true | true | true | 0 | 0
Silo fluidizing Blower 2 ( 1 Service, 2 Standby, 3 Permit)
Silo fluidizing Blower 2 ( 1 Service, 2 Standby, 3 Permit) | 10HDD01AN002 | In Service Stand-By In-Active PTW | true | true | true | 0 | 0
Silo Vent Fan 1 ( 1 Service, 2 Standby, 3 Permit)
Silo Vent Fan 1 ( 1 Service, 2 Standby, 3 Permit) | 10HDC05AN001 | In Service Stand-By In-Active PTW | true | true | true | 0 | 0
Silo Vent Fan 2 ( 1 Service, 2 Standby, 3 Permit)
Silo Vent Fan 2 ( 1 Service, 2 Standby, 3 Permit) | 10HDC05AN002 | In Service Stand-By In-Active PTW | true | true | true | 0 | 0
Silo Rotary feeder 1 ( 1 Service, 2 Standby, 3 Permit)
Silo Rotary feeder 1 ( 1 Service, 2 Standby, 3 Permit) | 10HDD02FF001 | In Service Stand-By In-Active PTW | true | true | true | 0 | 0
Conveying Air Compressor 1
CAC #1 ( 1 Service, 2 Standby, 3 Permit) | 10HDC06AN001 | In Service Stand-By In-Active PTW | true | true | true | 1 | 1
Lube Oil Pr. |  | In Service Stand-By In-Active PTW | true | true | true | 0 | 0
l st Stage Disch Pr. |  | In Service Stand-By In-Active PTW | true | true | true | 0 | 0
l st Stage Disch Temp. |  | In Service Stand-By In-Active PTW | true | true | true | 0 | 0
II nd Stage_Disch Pr. |  | In Service Stand-By In-Active PTW | true | true | true | 0 | 0
II nd Stage Disch Temp. |  | In Service Stand-By In-Active PTW | true | true | true | 0 | 0
After Cooler O/L Temp |  | In Service Stand-By In-Active PTW | true | true | true | 0 | 0
CW Inlet Pr. |  | In Service Stand-By In-Active PTW | true | true | true | 0 | 0
Air Receiver Pr. |  | In Service Stand-By In-Active PTW | true | true | true | 0 | 0
Conveying Air Compressor 2
CAC #2 ( 1 Service, 2 Standby, 3 Permit) | 10HDC06AN002 | In Service Stand-By In-Active PTW | true | true | true | 1 | 1
Lube Oil Pr. |  | In Service Stand-By In-Active PTW | true | true | true | 0 | 0
l st Stage Disch Pr. |  | In Service Stand-By In-Active PTW | true | true | true | 0 | 0
l st Stage Disch Temp. |  | In Service Stand-By In-Active PTW | true | true | true | 0 | 0
II nd Stage_Disch Pr. |  | In Service Stand-By In-Active PTW | true | true | true | 0 | 0
II nd Stage Disch Temp. |  | In Service Stand-By In-Active PTW | true | true | true | 0 | 0
After Cooler O/L Temp |  | In Service Stand-By In-Active PTW | true | true | true | 0 | 0
CW Inlet Pr. |  | In Service Stand-By In-Active PTW | true | true | true | 0 | 0
Air Receiver Pr. |  | In Service Stand-By In-Active PTW | true | true | true | 0 | 0
Conveying Air Compressor 3
CAC #3 ( 1 Service, 2 Standby, 3 Permit) | 10HDC06AN003 | In Service Stand-By In-Active PTW | true | true | true | 1 | 1
Lube Oil Pr. |  | In Service Stand-By In-Active PTW | true | true | true | 0 | 0
l st Stage Disch Pr. |  | In Service Stand-By In-Active PTW | true | true | true | 0 | 0
l st Stage Disch Temp. |  | In Service Stand-By In-Active PTW | true | true | true | 0 | 0
II nd Stage_Disch Pr. |  | In Service Stand-By In-Active PTW | true | true | true | 0 | 0
II nd Stage Disch Temp. |  | In Service Stand-By In-Active PTW | true | true | true | 0 | 0
After Cooler O/L Temp |  | In Service Stand-By In-Active PTW | true | true | true | 0 | 0
CW Inlet Pr. |  | In Service Stand-By In-Active PTW | true | true | true | 0 | 0
Air Receiver Pr. |  | In Service Stand-By In-Active PTW | true | true | true | 0 | 0
Refrigerated Air Dryers 1 (RAD 1)
Refrigeration Air Dryer - 1 (RAD 1) ( 1 Service, 2 Standby, 3 Permit) | 10HDC06AT001 | In Service Stand-By In-Active PTW | true | true | true | 1 | 1
RAD # Dew point 1 |  | In Service Stand-By In-Active PTW | true | true | true | -50 | -50
Refrigerated Air Dryers 2 (RAD 2)
Refrigeration Air Dryer - 2 (RAD 2) ( 1 Service, 2 Standby, 3 Permit) | 10HDC06AT002 | In Service Stand-By In-Active PTW | true | true | true | 1 | 1
RAD # Dew point 2 |  | In Service Stand-By In-Active PTW | true | true | true | -50 | -50
Refrigerated Air Dryers 3 (RAD 3)
Refrigeration Air Dryer - 3 (RAD 3) ( 1 Service, 2 Standby, 3 Permit) | 10HDC06AT003 | In Service Stand-By In-Active PTW | true | true | true | 1 | 1
RAD # Dew point 3 |  | In Service Stand-By In-Active PTW | true | true | true | -50 | -50
Ash Water Pump 1
Ash Water Pump 1 ( 1 Service, 2 Standby, 3 Permit) | 10HDF01AP001 | In Service Stand-By In-Active PTW | true | true | true | 1 | 1
Discharge Pr. | 10HDF01CP001 | In Service Stand-By In-Active PTW | true | true | true | 0 | 0
Current | 10HDF01CE001 | In Service Stand-By In-Active PTW | true | true | true | 0 | 0
Ash Water Pump 2
Ash Water Pump 2 ( 1 Service, 2 Standby, 3 Permit) | 10HDF02AP001 | In Service Stand-By In-Active PTW | true | true | true | 1 | 1
Discharge Pr. | 10HDF02CP001 | In Service Stand-By In-Active PTW | true | true | true | 0 | 0
Current | 10HDF02CE001 | In Service Stand-By In-Active PTW | true | true | true | 0 | 0
Ash Water Pump 3
Ash Water Pump 3 ( 1 Service, 2 Standby, 3 Permit) | 10HDF03AP001 | In Service Stand-By In-Active PTW | true | true | true | 1 | 1
Discharge Pr. | 10HDF03CP001 | In Service Stand-By In-Active PTW | true | true | true | 0 | 0
Current | 10HDF03CE001 | In Service Stand-By In-Active PTW | true | true | true | 0 | 0
Ash Slurry Pump 1
Ash Slurry Pump 1 ( 1 Service, 2 Standby, 3 Permit) | 10HDE01AP001 | In Service Stand-By In-Active PTW | true | true | true | 1 | 1
Seal water press at slurry pump i/s | 10HDF12CP001 | In Service Stand-By In-Active PTW | true | true | true | 0 | 0
Discharge Pr. | 10HDE01CP003 | In Service Stand-By In-Active PTW | true | true | true | 0 | 0
Current | 10HDE01CE001 | In Service Stand-By In-Active PTW | true | true | true | 0 | 0
Scoop position |  | In Service Stand-By In-Active PTW | true | true | true | 0 | 0
Ash Slurry Pump 2
Ash Slurry Pump 2 ( 1 Service, 2 Standby, 3 Permit) | 10HDE01AP002 | In Service Stand-By In-Active PTW | true | true | true | 1 | 1
Seal water press at slurry pump i/s | 10HDF12CP002 | In Service Stand-By In-Active PTW | true | true | true | 0 | 0
Discharge Pr. | 10HDE02CP003 | In Service Stand-By In-Active PTW | true | true | true | 0 | 0
Current | 10HDE02CE001 | In Service Stand-By In-Active PTW | true | true | true | 0 | 0
Scoop position |  | In Service Stand-By In-Active PTW | true | true | true | 0 | 0
Ash Slurry Pump 3
Ash Slurry Pump 3 ( 1 Service, 2 Standby, 3 Permit) | 10HDE01AP003 | In Service Stand-By In-Active PTW | true | true | true | 1 | 1
Seal water press at slurry pump i/s | 10HDF12CP003 | In Service Stand-By In-Active PTW | true | true | true | 0 | 0
Discharge Pr. | 10HDE03CP003 | In Service Stand-By In-Active PTW | true | true | true | 0 | 0
Current | 10HDE03CE001 | In Service Stand-By In-Active PTW | true | true | true | 0 | 0
Scoop position |  | In Service Stand-By In-Active PTW | true | true | true | 0 | 0
HFO / HSD Storage Tanks and Ash handling system
HFO Tank Level T10 (Local) | 10EGB10CL001 | In Service Stand-By In-Active PTW | true | true | true | 0 | 0
HFO Tank Level T10 (Radar) |  | In Service Stand-By In-Active PTW | true | true | true | 0 | 0
HFO Temp Tank T10 temperature | 10EGB10CT001 | In Service Stand-By In-Active PTW | true | true | true | 0 | 0
HFO Tank Level T20 (Local) | 10EGB20CL001 | In Service Stand-By In-Active PTW | true | true | true | 0 | 0
HFO Temp Tank T20 temperature | 10EGB20CT001 | In Service Stand-By In-Active PTW | true | true | true | 0 | 0
HSD Tank Level T30 (Local) | 10EGB30CL001 | In Service Stand-By In-Active PTW | true | true | true | 0 | 0
HSD Tank Level T40 (Local) | 10EGB40CL002 | In Service Stand-By In-Active PTW | true | true | true | 0 | 0
Heating Steam Pr After PCV | 10EGT10CP001 | In Service Stand-By In-Active PTW | true | true | true | 0 | 0
Heating Steam Temp After PCV | 10EGT10CT001 | In Service Stand-By In-Active PTW | true | true | true | 0 | 0
HFO Tank in Service | 10EGB10/20BB001 | In Service Stand-By In-Active PTW | true | true | true | 1 | 1
Heat Tracing Feeders Status ( 1 Service, 2 Standby, 3 Permit) |  | In Service Stand-By In-Active PTW | true | true | true | 1 | 1
Ash Conveying Selection ( 1 Low, 2 Med, 3 High) |  | In Service Stand-By In-Active PTW | true | true | true | 0 | 0
Fly ash silo Level | 10HDC05CL001 | In Service Stand-By In-Active PTW | true | true | true | 0 | 0
Wet Ash Disposal - Silo level at start | 10HDC05CL001 | In Service Stand-By In-Active PTW | true | true | true | 0 | 0
Auxiliary Boiler
Steam Flow | 10QLB10CF001 | In Service Stand-By In-Active PTW | true | true | true | 0 | 0
MS Pressure | 10QLB10CP001 | In Service Stand-By In-Active PTW | true | true | true | 0 | 0
MS Temp Aft Start up Vent | 10QLB10FT002 | In Service Stand-By In-Active PTW | true | true | true | 0 | 0
Spray Water Flow | 10QLA25CF001 | In Service Stand-By In-Active PTW | true | true | true | 0 | 0
HFO Forwarding Pump to Main boiler 1
HFO Forwarding Pump 1 ( 1 Service, 2 Standby, 3 Permit) | 10EGC10AP001 | In Service Stand-By In-Active PTW | true | true | true | 1 | 1
Pp 1 Suction Hdr Temp | 10EGC05CT001 | In Service Stand-By In-Active PTW | true | true | true | 0 | 0
Pp 1 Disch Hdr Pr. | 10EGC10CP001 | In Service Stand-By In-Active PTW | true | true | true | 0 | 0
HFO Forwarding Pump to Main boiler 2
HFO Forwarding Pump 2 ( 1 Service, 2 Standby, 3 Permit) | 10EGC11AP001 | In Service Stand-By In-Active PTW | true | true | true | 1 | 1
Pp 2 Suction Hdr Temp | 10EGC10CP001 | In Service Stand-By In-Active PTW | true | true | true | 0 | 0
Pp 2 Disch Hdr Pr. | 10EGC10CP002 | In Service Stand-By In-Active PTW | true | true | true | 0 | 0
Ash Water Recovery Pump 1
Ash water Recovery Pump 1 ( 1 Service, 2 Standby, 3 Permit) | 10HDG01AP001 | In Service Stand-By In-Active PTW | true | true | true | 1 | 1
Discharge Pressure | 10HDG01CP001 | In Service Stand-By In-Active PTW | true | true | true | 0 | 0
Current | 10HDG01CE001 | In Service Stand-By In-Active PTW | true | true | true | 0 | 0
Ash Water Recovery Pump 2
Ash Water Recovery Pump 2 ( 1 Service, 2 Standby, 3 Permit) | 10HDG02AP001 | In Service Stand-By In-Active PTW | true | true | true | 1 | 1
Discharge Pressure | 10HDG02CP001 | In Service Stand-By In-Active PTW | true | true | true | 0 | 0
Current | 10HDG02CE001 | In Service Stand-By In-Active PTW | true | true | true | 0 | 0
Sump drain pump 1 ( 1 Service, 2 Standby, 3 Permit)
Sump drain pump 1 ( 1 Service, 2 Standby, 3 Permit) | 10HDF11AP001 | In Service Stand-By In-Active PTW | true | true | true | 0 | 0
Sump drain pump 2 ( 1 Service, 2 Standby, 3 Permit)
Sump drain pump 2 ( 1 Service, 2 Standby, 3 Permit) | 10HDF11AP002 | In Service Stand-By In-Active PTW | true | true | true | 0 | 0
Hot drain pit pump 1 ( 1 Service, 2 Standby, 3 Permit)
Hot drain pit pump 1 ( 1 Service, 2 Standby, 3 Permit) | 10GHE10AP001 | In Service Stand-By In-Active PTW | true | true | true | 0 | 0
Hot drain pit pump 2 ( 1 Service, 2 Standby, 3 Permit)
Hot Drain Pit Pump 2 ( 1 Service, 2 Standby, 3 Permit) | 10GHE20AP001 | In Service Stand-By In-Active PTW | true | true | true | 0 | 0
Hot drain pit pump 3 ( 1 Service, 2 Standby, 3 Permit)
Hot Drain Pit Pump 3 ( 1 Service, 2 Standby, 3 Permit) | 10GHE30AP001 | In Service Stand-By In-Active PTW | true | true | true | 0 | 0
Silo fluidizing Blower 1 ( 1 Service, 2 Standby, 3 Permit)
Silo fluidizing Blower 1 ( 1 Service, 2 Standby, 3 Permit) | 10HDD01AN001 | In Service Stand-By In-Active PTW | true | true | true | 0 | 0
Silo fluidizing Blower 2 ( 1 Service, 2 Standby, 3 Permit)
Silo fluidizing Blower 2 ( 1 Service, 2 Standby, 3 Permit) | 10HDD01AN002 | In Service Stand-By In-Active PTW | true | true | true | 0 | 0
Silo Vent Fan 1 ( 1 Service, 2 Standby, 3 Permit)
Silo Vent Fan 1 ( 1 Service, 2 Standby, 3 Permit) | 10HDC05AN001 | In Service Stand-By In-Active PTW | true | true | true | 0 | 0
Silo Vent Fan 2 ( 1 Service, 2 Standby, 3 Permit)
Silo Vent Fan 2 ( 1 Service, 2 Standby, 3 Permit) | 10HDC05AN002 | In Service Stand-By In-Active PTW | true | true | true | 0 | 0
Silo Rotary feeder 1 ( 1 Service, 2 Standby, 3 Permit)
Silo Rotary feeder 1 ( 1 Service, 2 Standby, 3 Permit) | 10HDD02FF001 | In Service Stand-By In-Active PTW | true | true | true | 0 | 0
Conveying Air Compressor 1
CAC #1 ( 1 Service, 2 Standby, 3 Permit) | 10HDC06AN001 | In Service Stand-By In-Active PTW | true | true | true | 1 | 1
Lube Oil Pr. |  | In Service Stand-By In-Active PTW | true | true | true | 0 | 0
l st Stage Disch Pr. |  | In Service Stand-By In-Active PTW | true | true | true | 0 | 0
l st Stage Disch Temp. |  | In Service Stand-By In-Active PTW | true | true | true | 0 | 0
II nd Stage_Disch Pr. |  | In Service Stand-By In-Active PTW | true | true | true | 0 | 0
II nd Stage Disch Temp. |  | In Service Stand-By In-Active PTW | true | true | true | 0 | 0
After Cooler O/L Temp |  | In Service Stand-By In-Active PTW | true | true | true | 0 | 0
CW Inlet Pr. |  | In Service Stand-By In-Active PTW | true | true | true | 0 | 0
Air Receiver Pr. |  | In Service Stand-By In-Active PTW | true | true | true | 0 | 0
Conveying Air Compressor 2
CAC #2 ( 1 Service, 2 Standby, 3 Permit) | 10HDC06AN002 | In Service Stand-By In-Active PTW | true | true | true | 1 | 1
Lube Oil Pr. |  | In Service Stand-By In-Active PTW | true | true | true | 0 | 0
l st Stage Disch Pr. |  | In Service Stand-By In-Active PTW | true | true | true | 0 | 0
l st Stage Disch Temp. |  | In Service Stand-By In-Active PTW | true | true | true | 0 | 0
II nd Stage_Disch Pr. |  | In Service Stand-By In-Active PTW | true | true | true | 0 | 0
II nd Stage Disch Temp. |  | In Service Stand-By In-Active PTW | true | true | true | 0 | 0
After Cooler O/L Temp |  | In Service Stand-By In-Active PTW | true | true | true | 0 | 0
CW Inlet Pr. |  | In Service Stand-By In-Active PTW | true | true | true | 0 | 0
Air Receiver Pr. |  | In Service Stand-By In-Active PTW | true | true | true | 0 | 0
Conveying Air Compressor 3
CAC #3 ( 1 Service, 2 Standby, 3 Permit) | 10HDC06AN003 | In Service Stand-By In-Active PTW | true | true | true | 1 | 1
Lube Oil Pr. |  | In Service Stand-By In-Active PTW | true | true | true | 0 | 0
l st Stage Disch Pr. |  | In Service Stand-By In-Active PTW | true | true | true | 0 | 0
l st Stage Disch Temp. |  | In Service Stand-By In-Active PTW | true | true | true | 0 | 0
II nd Stage_Disch Pr. |  | In Service Stand-By In-Active PTW | true | true | true | 0 | 0
II nd Stage Disch Temp. |  | In Service Stand-By In-Active PTW | true | true | true | 0 | 0
After Cooler O/L Temp |  | In Service Stand-By In-Active PTW | true | true | true | 0 | 0
CW Inlet Pr. |  | In Service Stand-By In-Active PTW | true | true | true | 0 | 0
Air Receiver Pr. |  | In Service Stand-By In-Active PTW | true | true | true | 0 | 0
Refrigerated Air Dryers 1 (RAD 1)
Refrigeration Air Dryer - 1 (RAD 1) ( 1 Service, 2 Standby, 3 Permit) | 10HDC06AT001 | In Service Stand-By In-Active PTW | true | true | true | 1 | 1
RAD # Dew point 1 |  | In Service Stand-By In-Active PTW | true | true | true | -50 | -50
Refrigerated Air Dryers 2 (RAD 2)
Refrigeration Air Dryer - 2 (RAD 2) ( 1 Service, 2 Standby, 3 Permit) | 10HDC06AT002 | In Service Stand-By In-Active PTW | true | true | true | 1 | 1
RAD # Dew point 2 |  | In Service Stand-By In-Active PTW | true | true | true | -50 | -50
Refrigerated Air Dryers 3 (RAD 3)
Refrigeration Air Dryer - 3 (RAD 3) ( 1 Service, 2 Standby, 3 Permit) | 10HDC06AT003 | In Service Stand-By In-Active PTW | true | true | true | 1 | 1
RAD # Dew point 3 |  | In Service Stand-By In-Active PTW | true | true | true | -50 | -50
Ash Water Pump 1
Ash Water Pump 1 ( 1 Service, 2 Standby, 3 Permit) | 10HDF01AP001 | In Service Stand-By In-Active PTW | true | true | true | 1 | 1
Discharge Pr. | 10HDF01CP001 | In Service Stand-By In-Active PTW | true | true | true | 0 | 0
Current | 10HDF01CE001 | In Service Stand-By In-Active PTW | true | true | true | 0 | 0
Ash Water Pump 2
Ash Water Pump 2 ( 1 Service, 2 Standby, 3 Permit) | 10HDF02AP001 | In Service Stand-By In-Active PTW | true | true | true | 1 | 1
Discharge Pr. | 10HDF02CP001 | In Service Stand-By In-Active PTW | true | true | true | 0 | 0
Current | 10HDF02CE001 | In Service Stand-By In-Active PTW | true | true | true | 0 | 0
Ash Water Pump 3
Ash Water Pump 3 ( 1 Service, 2 Standby, 3 Permit) | 10HDF03AP001 | In Service Stand-By In-Active PTW | true | true | true | 1 | 1
Discharge Pr. | 10HDF03CP001 | In Service Stand-By In-Active PTW | true | true | true | 0 | 0
Current | 10HDF03CE001 | In Service Stand-By In-Active PTW | true | true | true | 0 | 0
Ash Slurry Pump 1
Ash Slurry Pump 1 ( 1 Service, 2 Standby, 3 Permit) | 10HDE01AP001 | In Service Stand-By In-Active PTW | true | true | true | 1 | 1
Seal water press at slurry pump i/s | 10HDF12CP001 | In Service Stand-By In-Active PTW | true | true | true | 0 | 0
Discharge Pr. | 10HDE01CP003 | In Service Stand-By In-Active PTW | true | true | true | 0 | 0
Current | 10HDE01CE001 | In Service Stand-By In-Active PTW | true | true | true | 0 | 0
Scoop position |  | In Service Stand-By In-Active PTW | true | true | true | 0 | 0
Ash Slurry Pump 2
Ash Slurry Pump 2 ( 1 Service, 2 Standby, 3 Permit) | 10HDE01AP002 | In Service Stand-By In-Active PTW | true | true | true | 1 | 1
Seal water press at slurry pump i/s | 10HDF12CP002 | In Service Stand-By In-Active PTW | true | true | true | 0 | 0
Discharge Pr. | 10HDE02CP003 | In Service Stand-By In-Active PTW | true | true | true | 0 | 0
Current | 10HDE02CE001 | In Service Stand-By In-Active PTW | true | true | true | 0 | 0
Scoop position |  | In Service Stand-By In-Active PTW | true | true | true | 0 | 0
Ash Slurry Pump 3
Ash Slurry Pump 3 ( 1 Service, 2 Standby, 3 Permit) | 10HDE01AP003 | In Service Stand-By In-Active PTW | true | true | true | 1 | 1
Seal water press at slurry pump i/s | 10HDF12CP003 | In Service Stand-By In-Active PTW | true | true | true | 0 | 0
Discharge Pr. | 10HDE03CP003 | In Service Stand-By In-Active PTW | true | true | true | 0 | 0
Current | 10HDE03CE001 | In Service Stand-By In-Active PTW | true | true | true | 0 | 0
Scoop position |  | In Service Stand-By In-Active PTW | true | true | true | 0 | 0
HFO / HSD Storage Tanks and Ash handling system
HFO Tank Level T10 (Local) | 10EGB10CL001 | In Service Stand-By In-Active PTW | true | true | true | 0 | 0
HFO Tank Level T10 (Radar) |  | In Service Stand-By In-Active PTW | true | true | true | 0 | 0
HFO Temp Tank T10 temperature | 10EGB10CT001 | In Service Stand-By In-Active PTW | true | true | true | 0 | 0
HFO Tank Level T20 (Local) | 10EGB20CL001 | In Service Stand-By In-Active PTW | true | true | true | 0 | 0
HFO Temp Tank T20 temperature | 10EGB20CT001 | In Service Stand-By In-Active PTW | true | true | true | 0 | 0
HSD Tank Level T30 (Local) | 10EGB30CL001 | In Service Stand-By In-Active PTW | true | true | true | 0 | 0
HSD Tank Level T40 (Local) | 10EGB40CL002 | In Service Stand-By In-Active PTW | true | true | true | 0 | 0
Heating Steam Pr After PCV | 10EGT10CP001 | In Service Stand-By In-Active PTW | true | true | true | 0 | 0
Heating Steam Temp After PCV | 10EGT10CT001 | In Service Stand-By In-Active PTW | true | true | true | 0 | 0
HFO Tank in Service | 10EGB10/20BB001 | In Service Stand-By In-Active PTW | true | true | true | 1 | 1
Heat Tracing Feeders Status ( 1 Service, 2 Standby, 3 Permit) |  | In Service Stand-By In-Active PTW | true | true | true | 1 | 1
Ash Conveying Selection ( 1 Low, 2 Med, 3 High) |  | In Service Stand-By In-Active PTW | true | true | true | 0 | 0
Fly ash silo Level | 10HDC05CL001 | In Service Stand-By In-Active PTW | true | true | true | 0 | 0
Wet Ash Disposal - Silo level at start | 10HDC05CL001 | In Service Stand-By In-Active PTW | true | true | true | 0 | 0
Auxiliary Boiler
Steam Flow | 10QLB10CF001 | In Service Stand-By In-Active PTW | true | true | true | 0 | 0
MS Pressure | 10QLB10CP001 | In Service Stand-By In-Active PTW | true | true | true | 0 | 0
MS Temp Aft Start up Vent | 10QLB10FT002 | In Service Stand-By In-Active PTW | true | true | true | 0 | 0
Spray Water Flow | 10QLA25CF001 | In Service Stand-By In-Active PTW | true | true | true | 0 | 0
HFO Forwarding Pump to Main boiler 1
HFO Forwarding Pump 1 ( 1 Service, 2 Standby, 3 Permit) | 10EGC10AP001 | In Service Stand-By In-Active PTW | true | true | true | 1 | 1
Pp 1 Suction Hdr Temp | 10EGC05CT001 | In Service Stand-By In-Active PTW | true | true | true | 0 | 0
Pp 1 Disch Hdr Pr. | 10EGC10CP001 | In Service Stand-By In-Active PTW | true | true | true | 0 | 0
HFO Forwarding Pump to Main boiler 2
HFO Forwarding Pump 2 ( 1 Service, 2 Standby, 3 Permit) | 10EGC11AP001 | In Service Stand-By In-Active PTW | true | true | true | 1 | 1
Pp 2 Suction Hdr Temp | 10EGC10CP001 | In Service Stand-By In-Active PTW | true | true | true | 0 | 0
Pp 2 Disch Hdr Pr. | 10EGC10CP002 | In Service Stand-By In-Active PTW | true | true | true | 0 | 0
Ash Water Recovery Pump 1
Ash water Recovery Pump 1 ( 1 Service, 2 Standby, 3 Permit) | 10HDG01AP001 | In Service Stand-By In-Active PTW | true | true | true | 1 | 1
Discharge Pressure | 10HDG01CP001 | In Service Stand-By In-Active PTW | true | true | true | 0 | 0
Current | 10HDG01CE001 | In Service Stand-By In-Active PTW | true | true | true | 0 | 0
Ash Water Recovery Pump 2
Ash Water Recovery Pump 2 ( 1 Service, 2 Standby, 3 Permit) | 10HDG02AP001 | In Service Stand-By In-Active PTW | true | true | true | 1 | 1
Discharge Pressure | 10HDG02CP001 | In Service Stand-By In-Active PTW | true | true | true | 0 | 0
Current | 10HDG02CE001 | In Service Stand-By In-Active PTW | true | true | true | 0 | 0
Sump drain pump 1 ( 1 Service, 2 Standby, 3 Permit)
Sump drain pump 1 ( 1 Service, 2 Standby, 3 Permit) | 10HDF11AP001 | In Service Stand-By In-Active PTW | true | true | true | 0 | 0
Sump drain pump 2 ( 1 Service, 2 Standby, 3 Permit)
Sump drain pump 2 ( 1 Service, 2 Standby, 3 Permit) | 10HDF11AP002 | In Service Stand-By In-Active PTW | true | true | true | 0 | 0
Hot drain pit pump 1 ( 1 Service, 2 Standby, 3 Permit)
Hot drain pit pump 1 ( 1 Service, 2 Standby, 3 Permit) | 10GHE10AP001 | In Service Stand-By In-Active PTW | true | true | true | 0 | 0
Hot drain pit pump 2 ( 1 Service, 2 Standby, 3 Permit)
Hot Drain Pit Pump 2 ( 1 Service, 2 Standby, 3 Permit) | 10GHE20AP001 | In Service Stand-By In-Active PTW | true | true | true | 0 | 0
Hot drain pit pump 3 ( 1 Service, 2 Standby, 3 Permit)
Hot Drain Pit Pump 3 ( 1 Service, 2 Standby, 3 Permit) | 10GHE30AP001 | In Service Stand-By In-Active PTW | true | true | true | 0 | 0
Silo fluidizing Blower 1 ( 1 Service, 2 Standby, 3 Permit)
Silo fluidizing Blower 1 ( 1 Service, 2 Standby, 3 Permit) | 10HDD01AN001 | In Service Stand-By In-Active PTW | true | true | true | 0 | 0
Silo fluidizing Blower 2 ( 1 Service, 2 Standby, 3 Permit)
Silo fluidizing Blower 2 ( 1 Service, 2 Standby, 3 Permit) | 10HDD01AN002 | In Service Stand-By In-Active PTW | true | true | true | 0 | 0
Silo Vent Fan 1 ( 1 Service, 2 Standby, 3 Permit)
Silo Vent Fan 1 ( 1 Service, 2 Standby, 3 Permit) | 10HDC05AN001 | In Service Stand-By In-Active PTW | true | true | true | 0 | 0
Silo Vent Fan 2 ( 1 Service, 2 Standby, 3 Permit)
Silo Vent Fan 2 ( 1 Service, 2 Standby, 3 Permit) | 10HDC05AN002 | In Service Stand-By In-Active PTW | true | true | true | 0 | 0
Silo Rotary feeder 1 ( 1 Service, 2 Standby, 3 Permit)
Silo Rotary feeder 1 ( 1 Service, 2 Standby, 3 Permit) | 10HDD02FF001 | In Service Stand-By In-Active PTW | true | true | true | 0 | 0

## Balance of Plant Log
Balance of Plant Log General
GaugeName | Code | Status | Display | Enabled | Mandatory | Min Value | Max Value
Raw Water reservoir 1 & 2 level | 10GCL10CL902 | In Service Stand-By In-Active PTW | true | true | true | 0 | 0
Fire Hydrant Disch.Hdr Pr. | 10SGA40CP002 | In Service Stand-By In-Active PTW | true | true | true | 0 | 0
Spray Disch. Hdr. Pr. | 10SGC10CP003 | In Service Stand-By In-Active PTW | true | true | true | 0 | 0
Hydro Pneumatic Tank Pr. | 10SGA35CP001 | In Service Stand-By In-Active PTW | true | true | true | 0 | 0
FF Air Compressor 601 ( 1 Service, 2 Standby, 3 Permit) |  | In Service Stand-By In-Active PTW | true | true | true | 1 | 1
FF Air Compressor 602 ( 1 Service, 2 Standby, 3 Permit) |  | In Service Stand-By In-Active PTW | true | true | true | 1 | 1
FF Jockey Pump ( 1 Service, 2 Standby, 3 Permit) |  | In Service Stand-By In-Active PTW | true | true | true | 1 | 1
Fire Fighting Running hours
Firefighting 301 running hours |  | In Service Stand-By In-Active PTW | true | true | true | 0 | 0
Firefighting 201 running hours |  | In Service Stand-By In-Active PTW | true | true | true | 0 | 0
CW Makeup Pump 1 ( 1 Service, 2 Standby, 3 Permit)
CW Makeup Pump # 1 ( 1 Service, 2 Standby, 3 Permit) | 10PAR10AP001 | In Service Stand-By In-Active PTW | true | true | true | 1 | 1
CW Makeup Pp 1 Disch. Pr. | 10PAR10CP001 | In Service Stand-By In-Active PTW | true | true | true | 0 | 0
CW Makeup Pump 2 ( 1 Service, 2 Standby, 3 Permit)
CW Makeup Pump # 2 ( 1 Service, 2 Standby, 3 Permit) | 10PAR10AP002 | In Service Stand-By In-Active PTW | true | true | true | 1 | 1
CW make up Pp 2 Disch. Pr. | 10PAR10CP002 | In Service Stand-By In-Active PTW | true | true | true | 0 | 0
CW Makeup Pump 3 ( 1 Service, 2 Standby, 3 Permit)
CW Makeup Pump # 3 ( 1 Service, 2 Standby, 3 Permit) | 10PAR10AP003 | In Service Stand-By In-Active PTW | true | true | true | 1 | 1
CW make up Pp 3 Disch. Pr. | 10PAR10CP003 | In Service Stand-By In-Active PTW | true | true | true | 0 | 0
DM Feed Pump # 1 ( 1 Service, 2 Standby, 3 Permit)
DM Feed Pump # 1 ( 1 Service, 2 Standby, 3 Permit) | 10GCK10AP001 | In Service Stand-By In-Active PTW | true | true | true | 1 | 1
DM Feed Pp 1 Discharge Pr. | 10GCK10CP001 | In Service Stand-By In-Active PTW | true | true | true | 0 | 0
DM Feed Pump # 2 ( 1 Service, 2 Standby, 3 Permit)
DM Feed Pump # 2 ( 1 Service, 2 Standby, 3 Permit) | 10GCK11AP001 | In Service Stand-By In-Active PTW | true | true | true | 1 | 1
DM Feed Pp 2 Discharge Pr. | 10GCK11CP001 | In Service Stand-By In-Active PTW | true | true | true | 0 | 0
DM Feed Pump # 3 ( 1 Service, 2 Standby, 3 Permit)
DM Feed Pump # 3 ( 1 Service, 2 Standby, 3 Permit) | 10GCK12 AP001 | In Service Stand-By In-Active PTW | true | true | true | 1 | 1
DM Feed Pp 3 Discharge Pr. | 10GCK12CP001 | In Service Stand-By In-Active PTW | true | true | true | 0 | 0
Seal Water Pump 1
Seal Water Pump # 1 ( 1 Service, 2 Standby, 3 Permit) | 10HDF10AP001 | In Service Stand-By In-Active PTW | true | true | true | 1 | 1
Seal Water Pp 1 Discharge Pr. | 10HDF10CP024 | In Service Stand-By In-Active PTW | true | true | true | 0 | 0
Seal Water Pump 2
Seal Water Pump # 2 ( 1 Service, 2 Standby, 3 Permit) | 10HDF10AP002 | In Service Stand-By In-Active PTW | true | true | true | 1 | 1
Seal Water Pp 2 Discharge Pr. | 10HDF10CP025 | In Service Stand-By In-Active PTW | true | true | true | 0 | 0
Seal Water Pump 3
Seal Water Pump # 3 ( 1 Service, 2 Standby, 3 Permit) | 10HDF10AP003 | In Service Stand-By In-Active PTW | true | true | true | 1 | 1
Seal Water Pp 3 Discharge Pr. | 10HDF10CP026 | In Service Stand-By In-Active PTW | true | true | true | 0 | 0
Service Water Pump 1
Service Water Pump 1 ( 1 Service, 2 Standby, 3 Permit) | 10GHA35AP001 | In Service Stand-By In-Active PTW | true | true | true | 1 | 1
Service Water Pp 1 Disch. Pr. | 10GHA35CP001 | In Service Stand-By In-Active PTW | true | true | true | 0 | 0
Service Water Pump 2
Service Water Pump 2 ( 1 Service, 2 Standby, 3 Permit) | 10GHA36AP001 | In Service Stand-By In-Active PTW | true | true | true | 1 | 1
Service Water Pp 2 Disch. Pr. | 10GHA36CP001 | In Service Stand-By In-Active PTW | true | true | true | 0 | 0
Service Water Pump 3
Service Water Pump 3 ( 1 Service, 2 Standby, 3 Permit) | 10GHA37AP001 | In Service Stand-By In-Active PTW | true | true | true | 1 | 1
Service Water Pp 3 Disch. Pr. | 10GHA37CP001 | In Service Stand-By In-Active PTW | true | true | true | 0 | 0
MCWP 1
Current | 10PAC10CE100 | In Service Stand-By In-Active PTW | true | true | true | 0 | 0
Disch.Hdr Pr. | 10PAB10CP001 | In Service Stand-By In-Active PTW | true | true | true | 0 | 0
Motor DE Brg Temp | 10PAC10CT003 | In Service Stand-By In-Active PTW | true | true | true | 0 | 0
Motor NDE Brg Temp | 10PAC10CT004 | In Service Stand-By In-Active PTW | true | true | true | 0 | 0
Pump Thr Brg Temp | 10PAC10CT002 | In Service Stand-By In-Active PTW | true | true | true | 0 | 0
MCWP 2
Current | 10PAC20CE100 | In Service Stand-By In-Active PTW | true | true | true | 0 | 0
Disch.Hdr Pr. | 10PAB20CP001 | In Service Stand-By In-Active PTW | true | true | true | 0 | 0
Motor DE Brg Temp | 10PAC20CT003 | In Service Stand-By In-Active PTW | true | true | true | 0 | 0
Motor NDE Brg Temp | 10PAC20CT004 | In Service Stand-By In-Active PTW | true | true | true | 0 | 0
Pump Thr Brg Temp | 10PAC20CT002 | In Service Stand-By In-Active PTW | true | true | true | 0 | 0
MCWP 3
Current | 10PAC30CE100 | In Service Stand-By In-Active PTW | true | true | true | 0 | 0
Disch.Hdr Pr. | 10PAB30CP001 | In Service Stand-By In-Active PTW | true | true | true | 0 | 0
Motor DE Brg Temp | 10PAC30CT003 | In Service Stand-By In-Active PTW | true | true | true | 0 | 0
Motor NDE Brg Temp | 10PAC30CT004 | In Service Stand-By In-Active PTW | true | true | true | 0 | 0
Pump Thr Brg Temp | 10PAC30CT002 | In Service Stand-By In-Active PTW | true | true | true | 0 | 0
Fire Fighting Running hours
Firefighting 301 running hours |  | In Service Stand-By In-Active PTW | true | true | true | 0 | 0
Firefighting 201 running hours |  | In Service Stand-By In-Active PTW | true | true | true | 0 | 0
CW Makeup Pump 1 ( 1 Service, 2 Standby, 3 Permit)
CW Makeup Pump # 1 ( 1 Service, 2 Standby, 3 Permit) | 10PAR10AP001 | In Service Stand-By In-Active PTW | true | true | true | 1 | 1
CW Makeup Pp 1 Disch. Pr. | 10PAR10CP001 | In Service Stand-By In-Active PTW | true | true | true | 0 | 0
CW Makeup Pump 2 ( 1 Service, 2 Standby, 3 Permit)
CW Makeup Pump # 2 ( 1 Service, 2 Standby, 3 Permit) | 10PAR10AP002 | In Service Stand-By In-Active PTW | true | true | true | 1 | 1
CW make up Pp 2 Disch. Pr. | 10PAR10CP002 | In Service Stand-By In-Active PTW | true | true | true | 0 | 0
CW Makeup Pump 3 ( 1 Service, 2 Standby, 3 Permit)
CW Makeup Pump # 3 ( 1 Service, 2 Standby, 3 Permit) | 10PAR10AP003 | In Service Stand-By In-Active PTW | true | true | true | 1 | 1
CW make up Pp 3 Disch. Pr. | 10PAR10CP003 | In Service Stand-By In-Active PTW | true | true | true | 0 | 0
DM Feed Pump # 1 ( 1 Service, 2 Standby, 3 Permit)
DM Feed Pump # 1 ( 1 Service, 2 Standby, 3 Permit) | 10GCK10AP001 | In Service Stand-By In-Active PTW | true | true | true | 1 | 1
DM Feed Pp 1 Discharge Pr. | 10GCK10CP001 | In Service Stand-By In-Active PTW | true | true | true | 0 | 0
DM Feed Pump # 2 ( 1 Service, 2 Standby, 3 Permit)
DM Feed Pump # 2 ( 1 Service, 2 Standby, 3 Permit) | 10GCK11AP001 | In Service Stand-By In-Active PTW | true | true | true | 1 | 1
DM Feed Pp 2 Discharge Pr. | 10GCK11CP001 | In Service Stand-By In-Active PTW | true | true | true | 0 | 0
DM Feed Pump # 3 ( 1 Service, 2 Standby, 3 Permit)
DM Feed Pump # 3 ( 1 Service, 2 Standby, 3 Permit) | 10GCK12 AP001 | In Service Stand-By In-Active PTW | true | true | true | 1 | 1
DM Feed Pp 3 Discharge Pr. | 10GCK12CP001 | In Service Stand-By In-Active PTW | true | true | true | 0 | 0
Seal Water Pump 1
Seal Water Pump # 1 ( 1 Service, 2 Standby, 3 Permit) | 10HDF10AP001 | In Service Stand-By In-Active PTW | true | true | true | 1 | 1
Seal Water Pp 1 Discharge Pr. | 10HDF10CP024 | In Service Stand-By In-Active PTW | true | true | true | 0 | 0
Seal Water Pump 2
Seal Water Pump # 2 ( 1 Service, 2 Standby, 3 Permit) | 10HDF10AP002 | In Service Stand-By In-Active PTW | true | true | true | 1 | 1
Seal Water Pp 2 Discharge Pr. | 10HDF10CP025 | In Service Stand-By In-Active PTW | true | true | true | 0 | 0
Seal Water Pump 3
Seal Water Pump # 3 ( 1 Service, 2 Standby, 3 Permit) | 10HDF10AP003 | In Service Stand-By In-Active PTW | true | true | true | 1 | 1
Seal Water Pp 3 Discharge Pr. | 10HDF10CP026 | In Service Stand-By In-Active PTW | true | true | true | 0 | 0
Service Water Pump 1
Service Water Pump 1 ( 1 Service, 2 Standby, 3 Permit) | 10GHA35AP001 | In Service Stand-By In-Active PTW | true | true | true | 1 | 1
Service Water Pp 1 Disch. Pr. | 10GHA35CP001 | In Service Stand-By In-Active PTW | true | true | true | 0 | 0
Service Water Pump 2
Service Water Pump 2 ( 1 Service, 2 Standby, 3 Permit) | 10GHA36AP001 | In Service Stand-By In-Active PTW | true | true | true | 1 | 1
Service Water Pp 2 Disch. Pr. | 10GHA36CP001 | In Service Stand-By In-Active PTW | true | true | true | 0 | 0
Service Water Pump 3
Service Water Pump 3 ( 1 Service, 2 Standby, 3 Permit) | 10GHA37AP001 | In Service Stand-By In-Active PTW | true | true | true | 1 | 1
Service Water Pp 3 Disch. Pr. | 10GHA37CP001 | In Service Stand-By In-Active PTW | true | true | true | 0 | 0
MCWP 1
Current | 10PAC10CE100 | In Service Stand-By In-Active PTW | true | true | true | 0 | 0
Disch.Hdr Pr. | 10PAB10CP001 | In Service Stand-By In-Active PTW | true | true | true | 0 | 0
Motor DE Brg Temp | 10PAC10CT003 | In Service Stand-By In-Active PTW | true | true | true | 0 | 0
Motor NDE Brg Temp | 10PAC10CT004 | In Service Stand-By In-Active PTW | true | true | true | 0 | 0
Pump Thr Brg Temp | 10PAC10CT002 | In Service Stand-By In-Active PTW | true | true | true | 0 | 0
MCWP 2
Current | 10PAC20CE100 | In Service Stand-By In-Active PTW | true | true | true | 0 | 0
Disch.Hdr Pr. | 10PAB20CP001 | In Service Stand-By In-Active PTW | true | true | true | 0 | 0
Motor DE Brg Temp | 10PAC20CT003 | In Service Stand-By In-Active PTW | true | true | true | 0 | 0
Motor NDE Brg Temp | 10PAC20CT004 | In Service Stand-By In-Active PTW | true | true | true | 0 | 0
Pump Thr Brg Temp | 10PAC20CT002 | In Service Stand-By In-Active PTW | true | true | true | 0 | 0
MCWP 3
Current | 10PAC30CE100 | In Service Stand-By In-Active PTW | true | true | true | 0 | 0
Disch.Hdr Pr. | 10PAB30CP001 | In Service Stand-By In-Active PTW | true | true | true | 0 | 0
Motor DE Brg Temp | 10PAC30CT003 | In Service Stand-By In-Active PTW | true | true | true | 0 | 0
Motor NDE Brg Temp | 10PAC30CT004 | In Service Stand-By In-Active PTW | true | true | true | 0 | 0
Pump Thr Brg Temp | 10PAC30CT002 | In Service Stand-By In-Active PTW | true | true | true | 0 | 0
Fire Fighting Running hours
Firefighting 301 running hours |  | In Service Stand-By In-Active PTW | true | true | true | 0 | 0
Firefighting 201 running hours |  | In Service Stand-By In-Active PTW | true | true | true | 0 | 0
CW Makeup Pump 1 ( 1 Service, 2 Standby, 3 Permit)
CW Makeup Pump # 1 ( 1 Service, 2 Standby, 3 Permit) | 10PAR10AP001 | In Service Stand-By In-Active PTW | true | true | true | 1 | 1
CW Makeup Pp 1 Disch. Pr. | 10PAR10CP001 | In Service Stand-By In-Active PTW | true | true | true | 0 | 0
CW Makeup Pump 2 ( 1 Service, 2 Standby, 3 Permit)
CW Makeup Pump # 2 ( 1 Service, 2 Standby, 3 Permit) | 10PAR10AP002 | In Service Stand-By In-Active PTW | true | true | true | 1 | 1
CW make up Pp 2 Disch. Pr. | 10PAR10CP002 | In Service Stand-By In-Active PTW | true | true | true | 0 | 0
CW Makeup Pump 3 ( 1 Service, 2 Standby, 3 Permit)
CW Makeup Pump # 3 ( 1 Service, 2 Standby, 3 Permit) | 10PAR10AP003 | In Service Stand-By In-Active PTW | true | true | true | 1 | 1
CW make up Pp 3 Disch. Pr. | 10PAR10CP003 | In Service Stand-By In-Active PTW | true | true | true | 0 | 0
DM Feed Pump # 1 ( 1 Service, 2 Standby, 3 Permit)
DM Feed Pump # 1 ( 1 Service, 2 Standby, 3 Permit) | 10GCK10AP001 | In Service Stand-By In-Active PTW | true | true | true | 1 | 1
DM Feed Pp 1 Discharge Pr. | 10GCK10CP001 | In Service Stand-By In-Active PTW | true | true | true | 0 | 0
DM Feed Pump # 2 ( 1 Service, 2 Standby, 3 Permit)
DM Feed Pump # 2 ( 1 Service, 2 Standby, 3 Permit) | 10GCK11AP001 | In Service Stand-By In-Active PTW | true | true | true | 1 | 1
DM Feed Pp 2 Discharge Pr. | 10GCK11CP001 | In Service Stand-By In-Active PTW | true | true | true | 0 | 0
DM Feed Pump # 3 ( 1 Service, 2 Standby, 3 Permit)
DM Feed Pump # 3 ( 1 Service, 2 Standby, 3 Permit) | 10GCK12 AP001 | In Service Stand-By In-Active PTW | true | true | true | 1 | 1
DM Feed Pp 3 Discharge Pr. | 10GCK12CP001 | In Service Stand-By In-Active PTW | true | true | true | 0 | 0
Seal Water Pump 1
Seal Water Pump # 1 ( 1 Service, 2 Standby, 3 Permit) | 10HDF10AP001 | In Service Stand-By In-Active PTW | true | true | true | 1 | 1
Seal Water Pp 1 Discharge Pr. | 10HDF10CP024 | In Service Stand-By In-Active PTW | true | true | true | 0 | 0
Seal Water Pump 2
Seal Water Pump # 2 ( 1 Service, 2 Standby, 3 Permit) | 10HDF10AP002 | In Service Stand-By In-Active PTW | true | true | true | 1 | 1
Seal Water Pp 2 Discharge Pr. | 10HDF10CP025 | In Service Stand-By In-Active PTW | true | true | true | 0 | 0
Seal Water Pump 3
Seal Water Pump # 3 ( 1 Service, 2 Standby, 3 Permit) | 10HDF10AP003 | In Service Stand-By In-Active PTW | true | true | true | 1 | 1
Seal Water Pp 3 Discharge Pr. | 10HDF10CP026 | In Service Stand-By In-Active PTW | true | true | true | 0 | 0
Service Water Pump 1
Service Water Pump 1 ( 1 Service, 2 Standby, 3 Permit) | 10GHA35AP001 | In Service Stand-By In-Active PTW | true | true | true | 1 | 1
Service Water Pp 1 Disch. Pr. | 10GHA35CP001 | In Service Stand-By In-Active PTW | true | true | true | 0 | 0
Service Water Pump 2
Service Water Pump 2 ( 1 Service, 2 Standby, 3 Permit) | 10GHA36AP001 | In Service Stand-By In-Active PTW | true | true | true | 1 | 1
Service Water Pp 2 Disch. Pr. | 10GHA36CP001 | In Service Stand-By In-Active PTW | true | true | true | 0 | 0
Service Water Pump 3
Service Water Pump 3 ( 1 Service, 2 Standby, 3 Permit) | 10GHA37AP001 | In Service Stand-By In-Active PTW | true | true | true | 1 | 1
Service Water Pp 3 Disch. Pr. | 10GHA37CP001 | In Service Stand-By In-Active PTW | true | true | true | 0 | 0
MCWP 1
Current | 10PAC10CE100 | In Service Stand-By In-Active PTW | true | true | true | 0 | 0
Disch.Hdr Pr. | 10PAB10CP001 | In Service Stand-By In-Active PTW | true | true | true | 0 | 0
Motor DE Brg Temp | 10PAC10CT003 | In Service Stand-By In-Active PTW | true | true | true | 0 | 0
Motor NDE Brg Temp | 10PAC10CT004 | In Service Stand-By In-Active PTW | true | true | true | 0 | 0
Pump Thr Brg Temp | 10PAC10CT002 | In Service Stand-By In-Active PTW | true | true | true | 0 | 0
MCWP 2
Current | 10PAC20CE100 | In Service Stand-By In-Active PTW | true | true | true | 0 | 0
Disch.Hdr Pr. | 10PAB20CP001 | In Service Stand-By In-Active PTW | true | true | true | 0 | 0
Motor DE Brg Temp | 10PAC20CT003 | In Service Stand-By In-Active PTW | true | true | true | 0 | 0
Motor NDE Brg Temp | 10PAC20CT004 | In Service Stand-By In-Active PTW | true | true | true | 0 | 0
Pump Thr Brg Temp | 10PAC20CT002 | In Service Stand-By In-Active PTW | true | true | true | 0 | 0
MCWP 3
Current | 10PAC30CE100 | In Service Stand-By In-Active PTW | true | true | true | 0 | 0
Disch.Hdr Pr. | 10PAB30CP001 | In Service Stand-By In-Active PTW | true | true | true | 0 | 0
Motor DE Brg Temp | 10PAC30CT003 | In Service Stand-By In-Active PTW | true | true | true | 0 | 0
Motor NDE Brg Temp | 10PAC30CT004 | In Service Stand-By In-Active PTW | true | true | true | 0 | 0
Pump Thr Brg Temp | 10PAC30CT002 | In Service Stand-By In-Active PTW | true | true | true | 0 | 0

## Boiler Local Log
Main Boiler: ID/FD/FF
GaugeName | Code | Status | Display | Enabled | Mandatory | Min Value | Max Value
FD Fan 2 DE Brg Temp | 10HLB21CT010 | In Service Stand-By In-Active PTW | true | true | true | 0 | 0
FD Fan 2 DE Bearing oil level | 10HLB21 | In Service Stand-By In-Active PTW | true | true | true | 0 | 0
FD Fan 2 NDE Brg Temp | 10HLB21CT011 | In Service Stand-By In-Active PTW | true | true | true | 0 | 0
FD Fan 2 NDE Bearing oil level |  | In Service Stand-By In-Active PTW | true | true | true | 0 | 0
ID Fan 2 DE Brg Temp | 10HNC21CT011 | In Service Stand-By In-Active PTW | true | true | true | 0 | 0
ID Fan 2 DE Bearing oil level |  | In Service Stand-By In-Active PTW | true | true | true | 0 | 0
ID Fan 2 NDE Brg Temp | 10HNC21CT010 | In Service Stand-By In-Active PTW | true | true | true | 0 | 0
ID Fan 2 NDE Bearing oil level |  | In Service Stand-By In-Active PTW | true | true | true | 0 | 0
ID Fan 1 NDE Brg Temp | 10HNC11CT010 | In Service Stand-By In-Active PTW | true | true | true | 0 | 0
ID Fan 1 NDE Bearing oil level |  | In Service Stand-By In-Active PTW | true | true | true | 0 | 0
ID Fan 1 DE Brg Temp | 10HNC11CT011 | In Service Stand-By In-Active PTW | true | true | true | 0 | 0
ID Fan 1 DE Bearing oil level |  | In Service Stand-By In-Active PTW | true | true | true | 0 | 0
FD Fan 1 DE Brg Temp | 10HLB11CT010 | In Service Stand-By In-Active PTW | true | true | true | 0 | 0
FD Fan 1 DE Bearing oil level |  | In Service Stand-By In-Active PTW | true | true | true | 0 | 0
FD Fan 1 NDE Brg Temp | 10HLB11CT011 | In Service Stand-By In-Active PTW | true | true | true | 0 | 0
FD Fan 1 NDE Bearing oil level | 10HLB11 | In Service Stand-By In-Active PTW | true | true | true | 0 | 0
F.F Booster Pump Suction Pr. |  | In Service Stand-By In-Active PTW | true | true | true | 0 | 0
F.F Booster Pump Disch.Pres |  | In Service Stand-By In-Active PTW | true | true | true | 0 | 0
Mill 10
Voith gear Oil Pr. | 10HFC12CP501 | In Service Stand-By In-Active PTW | true | true | true | 0 | 0
Brg 1 Temp | 10HFC11CT511 | In Service Stand-By In-Active PTW | true | true | true | 0 | 0
Brg 2 Temp | 10HFC11CT521 | In Service Stand-By In-Active PTW | true | true | true | 0 | 0
Oil Sump Temp | 10HFC11CT512 | In Service Stand-By In-Active PTW | true | true | true | 0 | 0
Recirculation Damper position | 10HFC30AA101 | In Service Stand-By In-Active PTW | true | true | true | 0 | 0
Mill 20
Voith gear Oil Pr. | 10HFC22CP501 | In Service Stand-By In-Active PTW | true | true | true | 0 | 0
Brg 1 Temp | 10HFC21CT511 | In Service Stand-By In-Active PTW | true | true | true | 0 | 0
Brg 2 Temp | 10HFC21CT521 | In Service Stand-By In-Active PTW | true | true | true | 0 | 0
Oil Sump Temp | 10HFC21CT512 | In Service Stand-By In-Active PTW | true | true | true | 0 | 0
Recirculation Damper position | 10HFC30AA101 | In Service Stand-By In-Active PTW | true | true | true | 0 | 0
Mill 30
Voith gear Oil Pr. | 10HFC32CP501 | In Service Stand-By In-Active PTW | true | true | true | 0 | 0
Brg 1 Temp | 10HFC31CT511 | In Service Stand-By In-Active PTW | true | true | true | 0 | 0
Brg 2 Temp | 10HFC31CT521 | In Service Stand-By In-Active PTW | true | true | true | 0 | 0
Oil Sump Temp | 10HFC31CT512 | In Service Stand-By In-Active PTW | true | true | true | 0 | 0
Recirculation Damper position | 10HFC30AA101 | In Service Stand-By In-Active PTW | true | true | true | 0 | 0
Mill 40
Voith gear Oil Pr. | 10HFC42CP501 | In Service Stand-By In-Active PTW | true | true | true | 0 | 0
Brg 1 Temp | 10HFC41CT511 | In Service Stand-By In-Active PTW | true | true | true | 0 | 0
Brg 2 Temp | 10HFC41CT521 | In Service Stand-By In-Active PTW | true | true | true | 0 | 0
Oil Sump Temp | 10HFC41CT512 | In Service Stand-By In-Active PTW | true | true | true | 0 | 0
Recirculation Damper position | 10HFC50AA101 | In Service Stand-By In-Active PTW | true | true | true | 0 | 0
Mill 50
Voith gear Oil Pr. | 10HFC52CP501 | In Service Stand-By In-Active PTW | true | true | true | 0 | 0
Brg 1 Temp | 10HFC51CT511 | In Service Stand-By In-Active PTW | true | true | true | 0 | 0
Brg 2 Temp | 10HFC51CT521 | In Service Stand-By In-Active PTW | true | true | true | 0 | 0
Oil Sump Temp | 10HFC41CT512 | In Service Stand-By In-Active PTW | true | true | true | 0 | 0
Recirculation Damper position | 10HFC50AA101 | In Service Stand-By In-Active PTW | true | true | true | 0 | 0
Mill 60
Voith gear Oil Pr. | 10HFC62CP501 | In Service Stand-By In-Active PTW | true | true | true | 0 | 0
Brg 1 Temp | 10HFC61CT511 | In Service Stand-By In-Active PTW | true | true | true | 0 | 0
Brg 2 Temp | 10HFC61CT521 | In Service Stand-By In-Active PTW | true | true | true | 0 | 0
Oil Sump Temp | 10HFC61CT512 | In Service Stand-By In-Active PTW | true | true | true | 0 | 0
Recirculation Damper position | 10HFC30AA101 | In Service Stand-By In-Active PTW | true | true | true | 0 | 0
RAPH 1
Guide Brg Temp | 10HLD11CT001 | In Service Stand-By In-Active PTW | true | true | true | 0 | 0
Support Brg Temp | 10HLD11CT002 | In Service Stand-By In-Active PTW | true | true | true | 0 | 0
Support Brg Oil level | 10HLD11CL301 | In Service Stand-By In-Active PTW | true | true | true | 0 | 0
RAPH 1 CE soot blowing pr. |  | In Service Stand-By In-Active PTW | true | true | true | 0 | 0
RAPH 2
Guide Brg Temp | 10HLD21CT001 | In Service Stand-By In-Active PTW | true | true | true | 0 | 0
Support Brg Temp | 10HLD21CT002 | In Service Stand-By In-Active PTW | true | true | true | 0 | 0
Support Brg level | 10HLD21CL301 | In Service Stand-By In-Active PTW | true | true | true | 0 | 0
RAPH 2 CE soot blowing pr. |  | In Service Stand-By In-Active PTW | true | true | true | 0 | 0
ESP HVAC
ESP air handling unit | 10SAA05AN004/5 | In Service Stand-By In-Active PTW | true | true | true | 0 | 0
ESP Cooling Towers | 10SAA05AC001/2 | In Service Stand-By In-Active PTW | true | true | true | 0 | 0
ESP SG Building Room Temp |  | In Service Stand-By In-Active PTW | true | true | true | 0 | 0
Wet Ash Conveying System ( 1 Service, 2 Standby, 3 Permit)
Wet Ash Hopper Level |  | In Service Stand-By In-Active PTW | true | true | true | 0 | 0
Slag Conveyor system
Slag Conveyer hyd. unit Pr. | 10HDA11CP502 | In Service Stand-By In-Active PTW | true | true | true | 0 | 0
Slag Conveyor oil Pump discharge pressure |  | In Service Stand-By In-Active PTW | true | true | true | 0 | 0
Seal trough water level |  | In Service Stand-By In-Active PTW | true | true | true | 0 | 0
LPG Status
LPG Hdr Pr. Before SOV | 10ERC01CP501 | In Service Stand-By In-Active PTW | true | true | true | 0 | 0
LPG Bank In.Service |  | In Service Stand-By In-Active PTW | true | true | true | 0 | 0
LPG Cylinder Status 1 | Full | In Service Stand-By In-Active PTW | true | true | true | 0 | 0
LPG Cylinder Status 2 | Empty | In Service Stand-By In-Active PTW | true | true | true | 0 | 0
HVAC Compressor 1
HP Cylinder Disch.Pr |  | In Service Stand-By In-Active PTW | true | true | true | 0 | 0
LP Cylinder Disch.Pr |  | In Service Stand-By In-Active PTW | true | true | true | 0 | 0
Lube Oil Pressure |  | In Service Stand-By In-Active PTW | true | true | true | 0 | 0
HVAC Compressor 2
HP Cylinder Disch.Pr |  | In Service Stand-By In-Active PTW | true | true | true | 0 | 0
LP Cylinder Disch.Pr |  | In Service Stand-By In-Active PTW | true | true | true | 0 | 0
Lube Oil Pressure |  | In Service Stand-By In-Active PTW | true | true | true | 0 | 0
Mill 10
Voith gear Oil Pr. | 10HFC12CP501 | In Service Stand-By In-Active PTW | true | true | true | 0 | 0
Brg 1 Temp | 10HFC11CT511 | In Service Stand-By In-Active PTW | true | true | true | 0 | 0
Brg 2 Temp | 10HFC11CT521 | In Service Stand-By In-Active PTW | true | true | true | 0 | 0
Oil Sump Temp | 10HFC11CT512 | In Service Stand-By In-Active PTW | true | true | true | 0 | 0
Recirculation Damper position | 10HFC30AA101 | In Service Stand-By In-Active PTW | true | true | true | 0 | 0
Mill 20
Voith gear Oil Pr. | 10HFC22CP501 | In Service Stand-By In-Active PTW | true | true | true | 0 | 0
Brg 1 Temp | 10HFC21CT511 | In Service Stand-By In-Active PTW | true | true | true | 0 | 0
Brg 2 Temp | 10HFC21CT521 | In Service Stand-By In-Active PTW | true | true | true | 0 | 0
Oil Sump Temp | 10HFC21CT512 | In Service Stand-By In-Active PTW | true | true | true | 0 | 0
Recirculation Damper position | 10HFC30AA101 | In Service Stand-By In-Active PTW | true | true | true | 0 | 0
Mill 30
Voith gear Oil Pr. | 10HFC32CP501 | In Service Stand-By In-Active PTW | true | true | true | 0 | 0
Brg 1 Temp | 10HFC31CT511 | In Service Stand-By In-Active PTW | true | true | true | 0 | 0
Brg 2 Temp | 10HFC31CT521 | In Service Stand-By In-Active PTW | true | true | true | 0 | 0
Oil Sump Temp | 10HFC31CT512 | In Service Stand-By In-Active PTW | true | true | true | 0 | 0
Recirculation Damper position | 10HFC30AA101 | In Service Stand-By In-Active PTW | true | true | true | 0 | 0
Mill 40
Voith gear Oil Pr. | 10HFC42CP501 | In Service Stand-By In-Active PTW | true | true | true | 0 | 0
Brg 1 Temp | 10HFC41CT511 | In Service Stand-By In-Active PTW | true | true | true | 0 | 0
Brg 2 Temp | 10HFC41CT521 | In Service Stand-By In-Active PTW | true | true | true | 0 | 0
Oil Sump Temp | 10HFC41CT512 | In Service Stand-By In-Active PTW | true | true | true | 0 | 0
Recirculation Damper position | 10HFC50AA101 | In Service Stand-By In-Active PTW | true | true | true | 0 | 0
Mill 50
Voith gear Oil Pr. | 10HFC52CP501 | In Service Stand-By In-Active PTW | true | true | true | 0 | 0
Brg 1 Temp | 10HFC51CT511 | In Service Stand-By In-Active PTW | true | true | true | 0 | 0
Brg 2 Temp | 10HFC51CT521 | In Service Stand-By In-Active PTW | true | true | true | 0 | 0
Oil Sump Temp | 10HFC41CT512 | In Service Stand-By In-Active PTW | true | true | true | 0 | 0
Recirculation Damper position | 10HFC50AA101 | In Service Stand-By In-Active PTW | true | true | true | 0 | 0
Mill 60
Voith gear Oil Pr. | 10HFC62CP501 | In Service Stand-By In-Active PTW | true | true | true | 0 | 0
Brg 1 Temp | 10HFC61CT511 | In Service Stand-By In-Active PTW | true | true | true | 0 | 0
Brg 2 Temp | 10HFC61CT521 | In Service Stand-By In-Active PTW | true | true | true | 0 | 0
Oil Sump Temp | 10HFC61CT512 | In Service Stand-By In-Active PTW | true | true | true | 0 | 0
Recirculation Damper position | 10HFC30AA101 | In Service Stand-By In-Active PTW | true | true | true | 0 | 0
RAPH 1
Guide Brg Temp | 10HLD11CT001 | In Service Stand-By In-Active PTW | true | true | true | 0 | 0
Support Brg Temp | 10HLD11CT002 | In Service Stand-By In-Active PTW | true | true | true | 0 | 0
Support Brg Oil level | 10HLD11CL301 | In Service Stand-By In-Active PTW | true | true | true | 0 | 0
RAPH 1 CE soot blowing pr. |  | In Service Stand-By In-Active PTW | true | true | true | 0 | 0
RAPH 2
Guide Brg Temp | 10HLD21CT001 | In Service Stand-By In-Active PTW | true | true | true | 0 | 0
Support Brg Temp | 10HLD21CT002 | In Service Stand-By In-Active PTW | true | true | true | 0 | 0
Support Brg level | 10HLD21CL301 | In Service Stand-By In-Active PTW | true | true | true | 0 | 0
RAPH 2 CE soot blowing pr. |  | In Service Stand-By In-Active PTW | true | true | true | 0 | 0
ESP HVAC
ESP air handling unit | 10SAA05AN004/5 | In Service Stand-By In-Active PTW | true | true | true | 0 | 0
ESP Cooling Towers | 10SAA05AC001/2 | In Service Stand-By In-Active PTW | true | true | true | 0 | 0
ESP SG Building Room Temp |  | In Service Stand-By In-Active PTW | true | true | true | 0 | 0
Wet Ash Conveying System ( 1 Service, 2 Standby, 3 Permit)
Wet Ash Hopper Level |  | In Service Stand-By In-Active PTW | true | true | true | 0 | 0
Slag Conveyor system
Slag Conveyer hyd. unit Pr. | 10HDA11CP502 | In Service Stand-By In-Active PTW | true | true | true | 0 | 0
Slag Conveyor oil Pump discharge pressure |  | In Service Stand-By In-Active PTW | true | true | true | 0 | 0
Seal trough water level |  | In Service Stand-By In-Active PTW | true | true | true | 0 | 0
LPG Status
LPG Hdr Pr. Before SOV | 10ERC01CP501 | In Service Stand-By In-Active PTW | true | true | true | 0 | 0
LPG Bank In.Service |  | In Service Stand-By In-Active PTW | true | true | true | 0 | 0
LPG Cylinder Status 1 | Full | In Service Stand-By In-Active PTW | true | true | true | 0 | 0
LPG Cylinder Status 2 | Empty | In Service Stand-By In-Active PTW | true | true | true | 0 | 0
HVAC Compressor 1
HP Cylinder Disch.Pr |  | In Service Stand-By In-Active PTW | true | true | true | 0 | 0
LP Cylinder Disch.Pr |  | In Service Stand-By In-Active PTW | true | true | true | 0 | 0
Lube Oil Pressure |  | In Service Stand-By In-Active PTW | true | true | true | 0 | 0
HVAC Compressor 2
HP Cylinder Disch.Pr |  | In Service Stand-By In-Active PTW | true | true | true | 0 | 0
LP Cylinder Disch.Pr |  | In Service Stand-By In-Active PTW | true | true | true | 0 | 0
Lube Oil Pressure |  | In Service Stand-By In-Active PTW | true | true | true | 0 | 0
Mill 10
Voith gear Oil Pr. | 10HFC12CP501 | In Service Stand-By In-Active PTW | true | true | true | 0 | 0
Brg 1 Temp | 10HFC11CT511 | In Service Stand-By In-Active PTW | true | true | true | 0 | 0
Brg 2 Temp | 10HFC11CT521 | In Service Stand-By In-Active PTW | true | true | true | 0 | 0
Oil Sump Temp | 10HFC11CT512 | In Service Stand-By In-Active PTW | true | true | true | 0 | 0
Recirculation Damper position | 10HFC30AA101 | In Service Stand-By In-Active PTW | true | true | true | 0 | 0
Mill 20
Voith gear Oil Pr. | 10HFC22CP501 | In Service Stand-By In-Active PTW | true | true | true | 0 | 0
Brg 1 Temp | 10HFC21CT511 | In Service Stand-By In-Active PTW | true | true | true | 0 | 0
Brg 2 Temp | 10HFC21CT521 | In Service Stand-By In-Active PTW | true | true | true | 0 | 0
Oil Sump Temp | 10HFC21CT512 | In Service Stand-By In-Active PTW | true | true | true | 0 | 0
Recirculation Damper position | 10HFC30AA101 | In Service Stand-By In-Active PTW | true | true | true | 0 | 0
Mill 30
Voith gear Oil Pr. | 10HFC32CP501 | In Service Stand-By In-Active PTW | true | true | true | 0 | 0
Brg 1 Temp | 10HFC31CT511 | In Service Stand-By In-Active PTW | true | true | true | 0 | 0
Brg 2 Temp | 10HFC31CT521 | In Service Stand-By In-Active PTW | true | true | true | 0 | 0
Oil Sump Temp | 10HFC31CT512 | In Service Stand-By In-Active PTW | true | true | true | 0 | 0
Recirculation Damper position | 10HFC30AA101 | In Service Stand-By In-Active PTW | true | true | true | 0 | 0
Mill 40
Voith gear Oil Pr. | 10HFC42CP501 | In Service Stand-By In-Active PTW | true | true | true | 0 | 0
Brg 1 Temp | 10HFC41CT511 | In Service Stand-By In-Active PTW | true | true | true | 0 | 0
Brg 2 Temp | 10HFC41CT521 | In Service Stand-By In-Active PTW | true | true | true | 0 | 0
Oil Sump Temp | 10HFC41CT512 | In Service Stand-By In-Active PTW | true | true | true | 0 | 0
Recirculation Damper position | 10HFC50AA101 | In Service Stand-By In-Active PTW | true | true | true | 0 | 0
Mill 50
Voith gear Oil Pr. | 10HFC52CP501 | In Service Stand-By In-Active PTW | true | true | true | 0 | 0
Brg 1 Temp | 10HFC51CT511 | In Service Stand-By In-Active PTW | true | true | true | 0 | 0
Brg 2 Temp | 10HFC51CT521 | In Service Stand-By In-Active PTW | true | true | true | 0 | 0
Oil Sump Temp | 10HFC41CT512 | In Service Stand-By In-Active PTW | true | true | true | 0 | 0
Recirculation Damper position | 10HFC50AA101 | In Service Stand-By In-Active PTW | true | true | true | 0 | 0
Mill 60
Voith gear Oil Pr. | 10HFC62CP501 | In Service Stand-By In-Active PTW | true | true | true | 0 | 0
Brg 1 Temp | 10HFC61CT511 | In Service Stand-By In-Active PTW | true | true | true | 0 | 0
Brg 2 Temp | 10HFC61CT521 | In Service Stand-By In-Active PTW | true | true | true | 0 | 0
Oil Sump Temp | 10HFC61CT512 | In Service Stand-By In-Active PTW | true | true | true | 0 | 0
Recirculation Damper position | 10HFC30AA101 | In Service Stand-By In-Active PTW | true | true | true | 0 | 0
RAPH 1
Guide Brg Temp | 10HLD11CT001 | In Service Stand-By In-Active PTW | true | true | true | 0 | 0
Support Brg Temp | 10HLD11CT002 | In Service Stand-By In-Active PTW | true | true | true | 0 | 0
Support Brg Oil level | 10HLD11CL301 | In Service Stand-By In-Active PTW | true | true | true | 0 | 0
RAPH 1 CE soot blowing pr. |  | In Service Stand-By In-Active PTW | true | true | true | 0 | 0
RAPH 2
Guide Brg Temp | 10HLD21CT001 | In Service Stand-By In-Active PTW | true | true | true | 0 | 0
Support Brg Temp | 10HLD21CT002 | In Service Stand-By In-Active PTW | true | true | true | 0 | 0
Support Brg level | 10HLD21CL301 | In Service Stand-By In-Active PTW | true | true | true | 0 | 0
RAPH 2 CE soot blowing pr. |  | In Service Stand-By In-Active PTW | true | true | true | 0 | 0
ESP HVAC
ESP air handling unit | 10SAA05AN004/5 | In Service Stand-By In-Active PTW | true | true | true | 0 | 0
ESP Cooling Towers | 10SAA05AC001/2 | In Service Stand-By In-Active PTW | true | true | true | 0 | 0
ESP SG Building Room Temp |  | In Service Stand-By In-Active PTW | true | true | true | 0 | 0
Wet Ash Conveying System ( 1 Service, 2 Standby, 3 Permit)
Wet Ash Hopper Level |  | In Service Stand-By In-Active PTW | true | true | true | 0 | 0
Slag Conveyor system
Slag Conveyer hyd. unit Pr. | 10HDA11CP502 | In Service Stand-By In-Active PTW | true | true | true | 0 | 0
Slag Conveyor oil Pump discharge pressure |  | In Service Stand-By In-Active PTW | true | true | true | 0 | 0
Seal trough water level |  | In Service Stand-By In-Active PTW | true | true | true | 0 | 0
LPG Status
LPG Hdr Pr. Before SOV | 10ERC01CP501 | In Service Stand-By In-Active PTW | true | true | true | 0 | 0
LPG Bank In.Service |  | In Service Stand-By In-Active PTW | true | true | true | 0 | 0
LPG Cylinder Status 1 | Full | In Service Stand-By In-Active PTW | true | true | true | 0 | 0
LPG Cylinder Status 2 | Empty | In Service Stand-By In-Active PTW | true | true | true | 0 | 0
HVAC Compressor 1
HP Cylinder Disch.Pr |  | In Service Stand-By In-Active PTW | true | true | true | 0 | 0
LP Cylinder Disch.Pr |  | In Service Stand-By In-Active PTW | true | true | true | 0 | 0
Lube Oil Pressure |  | In Service Stand-By In-Active PTW | true | true | true | 0 | 0
HVAC Compressor 2
HP Cylinder Disch.Pr |  | In Service Stand-By In-Active PTW | true | true | true | 0 | 0
LP Cylinder Disch.Pr |  | In Service Stand-By In-Active PTW | true | true | true | 0 | 0
Lube Oil Pressure |  | In Service Stand-By In-Active PTW | true | true | true | 0 | 0

## Clarifier Chemical
Poly Aluminium Chloride(PAC)
GaugeName | Code | Status | Display | Enabled | Mandatory | Min Value | Max Value
Tank level 1 | 10GDN01CL002 | In Service Stand-By In-Active PTW | true | true | true | 0 | 0
POLYMER Dosing
Tank level 1 | 10GDN11CL002 | In Service Stand-By In-Active PTW | true | true | true | 0 | 0
Tank level 2 | 10GDN12CL002 | In Service Stand-By In-Active PTW | true | true | true | 0 | 0
Polymer Pump in service | 10GDN14/15AP001 | In Service Stand-By In-Active PTW | true | true | true | 0 | 0
Polymer Pump discharge Pressure | 10GDN14/15CP001 | In Service Stand-By In-Active PTW | true | true | true | 0 | 0
LIME Slaking Tank
Tank level 1 | 10GDN21CL002 | In Service Stand-By In-Active PTW | true | true | true | 0 | 0
Tank level 2 | 10GDN22CL002 | In Service Stand-By In-Active PTW | true | true | true | 0 | 0
Lime Transfer Pump i/s | 10GDN24/25AP001 | In Service Stand-By In-Active PTW | true | true | true | 0 | 0
Pump discharge pressure | 10GDN24/25CP001 | In Service Stand-By In-Active PTW | true | true | true | 0 | 0
LIME Dosing
Tank level 1 | 10GDN31CL002 | In Service Stand-By In-Active PTW | true | true | true | 0 | 0
Tank level 2 | 10GDN32CL002 | In Service Stand-By In-Active PTW | true | true | true | 0 | 0
Lime Dozing Pump i/s | 10GDN34/35AP001 | In Service Stand-By In-Active PTW | true | true | true | 0 | 0
Pump discharge pressure | 10GDN34/35CP001 | In Service Stand-By In-Active PTW | true | true | true | 0 | 0
Clarifier Sludge Disposal Pump i/s | 10GDS50AP01/002 | In Service Stand-By In-Active PTW | true | true | true | 0 | 0
Clarifier Sludge Pump discharge pressure | 10GDS50CP001/02 | In Service Stand-By In-Active PTW | true | true | true | 0 | 0
CMB Waste Disposal Pump 1
CMB Waste Disposal Pump 1 ( 1 Service, 2 Standby, 3 Permit) | 10GDR12AP00I | In Service Stand-By In-Active PTW | true | true | true | 1 | 1
Disc. press |  | In Service Stand-By In-Active PTW | true | true | true | 0 | 0
Discharge Flow |  | In Service Stand-By In-Active PTW | true | true | true | 0 | 0
CMB Waste Disposal Pump 2
CMB Waste Disposal Pump 2 ( 1 Service, 2 Standby, 3 Permit) | 10GDR13AP00I | In Service Stand-By In-Active PTW | true | true | true | 1 | 1
Disc. press |  | In Service Stand-By In-Active PTW | true | true | true | 0 | 0
Discharge Flow |  | In Service Stand-By In-Active PTW | true | true | true | 0 | 0
CMB Acid Dozing Pump 1
CMB Acid Dozing Pump 1 ( 1 Service, 2 Standby, 3 Permit) |  | In Service Stand-By In-Active PTW | true | true | true | 1 | 1
pH |  | In Service Stand-By In-Active PTW | true | true | true | 0 | 0
Tank level |  | In Service Stand-By In-Active PTW | true | true | true | 0 | 0
POLYMER Dosing
Tank level 1 | 10GDN11CL002 | In Service Stand-By In-Active PTW | true | true | true | 0 | 0
Tank level 2 | 10GDN12CL002 | In Service Stand-By In-Active PTW | true | true | true | 0 | 0
Polymer Pump in service | 10GDN14/15AP001 | In Service Stand-By In-Active PTW | true | true | true | 0 | 0
Polymer Pump discharge Pressure | 10GDN14/15CP001 | In Service Stand-By In-Active PTW | true | true | true | 0 | 0
LIME Slaking Tank
Tank level 1 | 10GDN21CL002 | In Service Stand-By In-Active PTW | true | true | true | 0 | 0
Tank level 2 | 10GDN22CL002 | In Service Stand-By In-Active PTW | true | true | true | 0 | 0
Lime Transfer Pump i/s | 10GDN24/25AP001 | In Service Stand-By In-Active PTW | true | true | true | 0 | 0
Pump discharge pressure | 10GDN24/25CP001 | In Service Stand-By In-Active PTW | true | true | true | 0 | 0
LIME Dosing
Tank level 1 | 10GDN31CL002 | In Service Stand-By In-Active PTW | true | true | true | 0 | 0
Tank level 2 | 10GDN32CL002 | In Service Stand-By In-Active PTW | true | true | true | 0 | 0
Lime Dozing Pump i/s | 10GDN34/35AP001 | In Service Stand-By In-Active PTW | true | true | true | 0 | 0
Pump discharge pressure | 10GDN34/35CP001 | In Service Stand-By In-Active PTW | true | true | true | 0 | 0
Clarifier Sludge Disposal Pump i/s | 10GDS50AP01/002 | In Service Stand-By In-Active PTW | true | true | true | 0 | 0
Clarifier Sludge Pump discharge pressure | 10GDS50CP001/02 | In Service Stand-By In-Active PTW | true | true | true | 0 | 0
CMB Waste Disposal Pump 1
CMB Waste Disposal Pump 1 ( 1 Service, 2 Standby, 3 Permit) | 10GDR12AP00I | In Service Stand-By In-Active PTW | true | true | true | 1 | 1
Disc. press |  | In Service Stand-By In-Active PTW | true | true | true | 0 | 0
Discharge Flow |  | In Service Stand-By In-Active PTW | true | true | true | 0 | 0
CMB Waste Disposal Pump 2
CMB Waste Disposal Pump 2 ( 1 Service, 2 Standby, 3 Permit) | 10GDR13AP00I | In Service Stand-By In-Active PTW | true | true | true | 1 | 1
Disc. press |  | In Service Stand-By In-Active PTW | true | true | true | 0 | 0
Discharge Flow |  | In Service Stand-By In-Active PTW | true | true | true | 0 | 0
CMB Acid Dozing Pump 1
CMB Acid Dozing Pump 1 ( 1 Service, 2 Standby, 3 Permit) |  | In Service Stand-By In-Active PTW | true | true | true | 1 | 1
pH |  | In Service Stand-By In-Active PTW | true | true | true | 0 | 0
Tank level |  | In Service Stand-By In-Active PTW | true | true | true | 0 | 0
POLYMER Dosing
Tank level 1 | 10GDN11CL002 | In Service Stand-By In-Active PTW | true | true | true | 0 | 0
Tank level 2 | 10GDN12CL002 | In Service Stand-By In-Active PTW | true | true | true | 0 | 0
Polymer Pump in service | 10GDN14/15AP001 | In Service Stand-By In-Active PTW | true | true | true | 0 | 0
Polymer Pump discharge Pressure | 10GDN14/15CP001 | In Service Stand-By In-Active PTW | true | true | true | 0 | 0
LIME Slaking Tank
Tank level 1 | 10GDN21CL002 | In Service Stand-By In-Active PTW | true | true | true | 0 | 0
Tank level 2 | 10GDN22CL002 | In Service Stand-By In-Active PTW | true | true | true | 0 | 0
Lime Transfer Pump i/s | 10GDN24/25AP001 | In Service Stand-By In-Active PTW | true | true | true | 0 | 0
Pump discharge pressure | 10GDN24/25CP001 | In Service Stand-By In-Active PTW | true | true | true | 0 | 0
LIME Dosing
Tank level 1 | 10GDN31CL002 | In Service Stand-By In-Active PTW | true | true | true | 0 | 0
Tank level 2 | 10GDN32CL002 | In Service Stand-By In-Active PTW | true | true | true | 0 | 0
Lime Dozing Pump i/s | 10GDN34/35AP001 | In Service Stand-By In-Active PTW | true | true | true | 0 | 0
Pump discharge pressure | 10GDN34/35CP001 | In Service Stand-By In-Active PTW | true | true | true | 0 | 0
Clarifier Sludge Disposal Pump i/s | 10GDS50AP01/002 | In Service Stand-By In-Active PTW | true | true | true | 0 | 0
Clarifier Sludge Pump discharge pressure | 10GDS50CP001/02 | In Service Stand-By In-Active PTW | true | true | true | 0 | 0
CMB Waste Disposal Pump 1
CMB Waste Disposal Pump 1 ( 1 Service, 2 Standby, 3 Permit) | 10GDR12AP00I | In Service Stand-By In-Active PTW | true | true | true | 1 | 1
Disc. press |  | In Service Stand-By In-Active PTW | true | true | true | 0 | 0
Discharge Flow |  | In Service Stand-By In-Active PTW | true | true | true | 0 | 0
CMB Waste Disposal Pump 2
CMB Waste Disposal Pump 2 ( 1 Service, 2 Standby, 3 Permit) | 10GDR13AP00I | In Service Stand-By In-Active PTW | true | true | true | 1 | 1
Disc. press |  | In Service Stand-By In-Active PTW | true | true | true | 0 | 0
Discharge Flow |  | In Service Stand-By In-Active PTW | true | true | true | 0 | 0
CMB Acid Dozing Pump 1
CMB Acid Dozing Pump 1 ( 1 Service, 2 Standby, 3 Permit) |  | In Service Stand-By In-Active PTW | true | true | true | 1 | 1
pH |  | In Service Stand-By In-Active PTW | true | true | true | 0 | 0
Tank level |  | In Service Stand-By In-Active PTW | true | true | true | 0 | 0

## DM Plant Log
BAT Level
GaugeName | Code | Status | Display | Enabled | Mandatory | Min Value | Max Value
Initial |  | In Service Stand-By In-Active PTW | true | true | true | 0 | 0
Final |  | In Service Stand-By In-Active PTW | true | true | true | 0 | 0
BCT Level
Initial |  | In Service Stand-By In-Active PTW | true | true | true | 0 | 0
Final |  | In Service Stand-By In-Active PTW | true | true | true | 0 | 0
DM Tank Level
Initial |  | In Service Stand-By In-Active PTW | true | true | true | 0 | 0
Final |  | In Service Stand-By In-Active PTW | true | true | true | 0 | 0
DM Tank Totaliser
Initial |  | In Service Stand-By In-Active PTW | true | true | true | 0 | 0
Final |  | In Service Stand-By In-Active PTW | true | true | true | 0 | 0
DM Water
Production |  | In Service Stand-By In-Active PTW | true | true | true | 0 | 0
Consumption |  | In Service Stand-By In-Active PTW | true | true | true | 0 | 0
Stock |  | In Service Stand-By In-Active PTW | true | true | true | 0 | 0
Portable water tank level
Initial |  | In Service Stand-By In-Active PTW | true | true | true | 0 | 0
Final |  | In Service Stand-By In-Active PTW | true | true | true | 0 | 0
Flow Totalliser Readings
DMF A (Initial) |  | In Service Stand-By In-Active PTW | true | true | true | 0 | 0
DMF A (Final) |  | In Service Stand-By In-Active PTW | true | true | true | 0 | 0
DMF B (Initial) |  | In Service Stand-By In-Active PTW | true | true | true | 0 | 0
DMF B (Final) |  | In Service Stand-By In-Active PTW | true | true | true | 0 | 0
ACF A (Initial) |  | In Service Stand-By In-Active PTW | true | true | true | 0 | 0
ACF A (Final) |  | In Service Stand-By In-Active PTW | true | true | true | 0 | 0
ACF B (Initial) |  | In Service Stand-By In-Active PTW | true | true | true | 0 | 0
ACF B (Final) |  | In Service Stand-By In-Active PTW | true | true | true | 0 | 0
SAC A (Initial) |  | In Service Stand-By In-Active PTW | true | true | true | 0 | 0
SAC A (Final) |  | In Service Stand-By In-Active PTW | true | true | true | 0 | 0
SAC B (Initial) |  | In Service Stand-By In-Active PTW | true | true | true | 0 | 0
SAC B (Final) |  | In Service Stand-By In-Active PTW | true | true | true | 0 | 0
SBA-1 A (Initial) |  | In Service Stand-By In-Active PTW | true | true | true | 0 | 0
SBA-1 A (Final) |  | In Service Stand-By In-Active PTW | true | true | true | 0 | 0
SBA-1 B (Initial) |  | In Service Stand-By In-Active PTW | true | true | true | 0 | 0
SBA-1 B (Final) |  | In Service Stand-By In-Active PTW | true | true | true | 0 | 0
SBA-2 A (Initial) |  | In Service Stand-By In-Active PTW | true | true | true | 0 | 0
SBA-2 A (Final) |  | In Service Stand-By In-Active PTW | true | true | true | 0 | 0
SBA-2 B (Initial) |  | In Service Stand-By In-Active PTW | true | true | true | 0 | 0
SBA-2 B (Final) |  | In Service Stand-By In-Active PTW | true | true | true | 0 | 0
MB A (Initial) |  | In Service Stand-By In-Active PTW | true | true | true | 0 | 0
MB A (Final) |  | In Service Stand-By In-Active PTW | true | true | true | 0 | 0
MB B (Initial) |  | In Service Stand-By In-Active PTW | true | true | true | 0 | 0
MB B (Final) |  | In Service Stand-By In-Active PTW | true | true | true | 0 | 0
N.Pit Level A
Initial |  | In Service Stand-By In-Active PTW | true | true | true | 0 | 0
Final |  | In Service Stand-By In-Active PTW | true | true | true | 0 | 0
Regeneration Status
Regeneration Status for Stream |  | In Service Stand-By In-Active PTW | true | true | true | 0 | 0
Regeneration Status for CPP |  | In Service Stand-By In-Active PTW | true | true | true | 0 | 0
Chemical Consumption
Stream A Acid |  | In Service Stand-By In-Active PTW | true | true | true | 0 | 0
Stream A Caustic |  | In Service Stand-By In-Active PTW | true | true | true | 0 | 0
Stream B Acid |  | In Service Stand-By In-Active PTW | true | true | true | 0 | 0
Stream B Caustic |  | In Service Stand-By In-Active PTW | true | true | true | 0 | 0
CRSV Acid |  | In Service Stand-By In-Active PTW | true | true | true | 0 | 0
ARV Caustic |  | In Service Stand-By In-Active PTW | true | true | true | 0 | 0
Chemical Transfer Status
AMT 1 |  | In Service Stand-By In-Active PTW | true | true | true | 0 | 0
AMT 2 |  | In Service Stand-By In-Active PTW | true | true | true | 0 | 0
AMT 4 |  | In Service Stand-By In-Active PTW | true | true | true | 0 | 0
CDT 1 |  | In Service Stand-By In-Active PTW | true | true | true | 0 | 0
CDT 2 |  | In Service Stand-By In-Active PTW | true | true | true | 0 | 0
CDT 4 |  | In Service Stand-By In-Active PTW | true | true | true | 0 | 0
Chemical Transfer Status |  | In Service Stand-By In-Active PTW | true | true | true | 0 | 0
Ultra Filter Status( 1 Service, 2 Standby, 3 Permit, 4 By-pass)
A ( 1 Service, 2 Standby, 3 Permit, 4 By-pass) |  | In Service Stand-By In-Active PTW | true | true | true | 1 | 1
B ( 1 Service, 2 Standby, 3 Permit, 4 By-pass) |  | In Service Stand-By In-Active PTW | true | true | true | 1 | 1
C ( 1 Service, 2 Standby, 3 Permit, 4 By-pass) |  | In Service Stand-By In-Active PTW | true | true | true | 1 | 1
CPU Status ( 1 Service, 2 Standby, 3 Permit, 4 Isolated)
CPU-A ( 1 Service, 2 Standby, 3 Permit, 4 Isolated) |  | In Service Stand-By In-Active PTW | true | true | true | 1 | 1
CPU-B ( 1 Service, 2 Standby, 3 Permit, 4 Isolated) |  | In Service Stand-By In-Active PTW | true | true | true | 1 | 1
CPU-C ( 1 Service, 2 Standby, 3 Permit, 4 Isolated) |  | In Service Stand-By In-Active PTW | true | true | true | 1 | 1
Backwash pit level
Initial |  | In Service Stand-By In-Active PTW | true | true | true | 0 | 0
Final |  | In Service Stand-By In-Active PTW | true | true | true | 0 | 0
N.Pit Level B
Initial |  | In Service Stand-By In-Active PTW | true | true | true | 0 | 0
Final |  | In Service Stand-By In-Active PTW | true | true | true | 0 | 0
BCT Level
Initial |  | In Service Stand-By In-Active PTW | true | true | true | 0 | 0
Final |  | In Service Stand-By In-Active PTW | true | true | true | 0 | 0
DM Tank Level
Initial |  | In Service Stand-By In-Active PTW | true | true | true | 0 | 0
Final |  | In Service Stand-By In-Active PTW | true | true | true | 0 | 0
DM Tank Totaliser
Initial |  | In Service Stand-By In-Active PTW | true | true | true | 0 | 0
Final |  | In Service Stand-By In-Active PTW | true | true | true | 0 | 0
DM Water
Production |  | In Service Stand-By In-Active PTW | true | true | true | 0 | 0
Consumption |  | In Service Stand-By In-Active PTW | true | true | true | 0 | 0
Stock |  | In Service Stand-By In-Active PTW | true | true | true | 0 | 0
Portable water tank level
Initial |  | In Service Stand-By In-Active PTW | true | true | true | 0 | 0
Final |  | In Service Stand-By In-Active PTW | true | true | true | 0 | 0
Flow Totalliser Readings
DMF A (Initial) |  | In Service Stand-By In-Active PTW | true | true | true | 0 | 0
DMF A (Final) |  | In Service Stand-By In-Active PTW | true | true | true | 0 | 0
DMF B (Initial) |  | In Service Stand-By In-Active PTW | true | true | true | 0 | 0
DMF B (Final) |  | In Service Stand-By In-Active PTW | true | true | true | 0 | 0
ACF A (Initial) |  | In Service Stand-By In-Active PTW | true | true | true | 0 | 0
ACF A (Final) |  | In Service Stand-By In-Active PTW | true | true | true | 0 | 0
ACF B (Initial) |  | In Service Stand-By In-Active PTW | true | true | true | 0 | 0
ACF B (Final) |  | In Service Stand-By In-Active PTW | true | true | true | 0 | 0
SAC A (Initial) |  | In Service Stand-By In-Active PTW | true | true | true | 0 | 0
SAC A (Final) |  | In Service Stand-By In-Active PTW | true | true | true | 0 | 0
SAC B (Initial) |  | In Service Stand-By In-Active PTW | true | true | true | 0 | 0
SAC B (Final) |  | In Service Stand-By In-Active PTW | true | true | true | 0 | 0
SBA-1 A (Initial) |  | In Service Stand-By In-Active PTW | true | true | true | 0 | 0
SBA-1 A (Final) |  | In Service Stand-By In-Active PTW | true | true | true | 0 | 0
SBA-1 B (Initial) |  | In Service Stand-By In-Active PTW | true | true | true | 0 | 0
SBA-1 B (Final) |  | In Service Stand-By In-Active PTW | true | true | true | 0 | 0
SBA-2 A (Initial) |  | In Service Stand-By In-Active PTW | true | true | true | 0 | 0
SBA-2 A (Final) |  | In Service Stand-By In-Active PTW | true | true | true | 0 | 0
SBA-2 B (Initial) |  | In Service Stand-By In-Active PTW | true | true | true | 0 | 0
SBA-2 B (Final) |  | In Service Stand-By In-Active PTW | true | true | true | 0 | 0
MB A (Initial) |  | In Service Stand-By In-Active PTW | true | true | true | 0 | 0
MB A (Final) |  | In Service Stand-By In-Active PTW | true | true | true | 0 | 0
MB B (Initial) |  | In Service Stand-By In-Active PTW | true | true | true | 0 | 0
MB B (Final) |  | In Service Stand-By In-Active PTW | true | true | true | 0 | 0
N.Pit Level A
Initial |  | In Service Stand-By In-Active PTW | true | true | true | 0 | 0
Final |  | In Service Stand-By In-Active PTW | true | true | true | 0 | 0
Regeneration Status
Regeneration Status for Stream |  | In Service Stand-By In-Active PTW | true | true | true | 0 | 0
Regeneration Status for CPP |  | In Service Stand-By In-Active PTW | true | true | true | 0 | 0
Chemical Consumption
Stream A Acid |  | In Service Stand-By In-Active PTW | true | true | true | 0 | 0
Stream A Caustic |  | In Service Stand-By In-Active PTW | true | true | true | 0 | 0
Stream B Acid |  | In Service Stand-By In-Active PTW | true | true | true | 0 | 0
Stream B Caustic |  | In Service Stand-By In-Active PTW | true | true | true | 0 | 0
CRSV Acid |  | In Service Stand-By In-Active PTW | true | true | true | 0 | 0
ARV Caustic |  | In Service Stand-By In-Active PTW | true | true | true | 0 | 0
Chemical Transfer Status
AMT 1 |  | In Service Stand-By In-Active PTW | true | true | true | 0 | 0
AMT 2 |  | In Service Stand-By In-Active PTW | true | true | true | 0 | 0
AMT 4 |  | In Service Stand-By In-Active PTW | true | true | true | 0 | 0
CDT 1 |  | In Service Stand-By In-Active PTW | true | true | true | 0 | 0
CDT 2 |  | In Service Stand-By In-Active PTW | true | true | true | 0 | 0
CDT 4 |  | In Service Stand-By In-Active PTW | true | true | true | 0 | 0
Chemical Transfer Status |  | In Service Stand-By In-Active PTW | true | true | true | 0 | 0
Ultra Filter Status( 1 Service, 2 Standby, 3 Permit, 4 By-pass)
A ( 1 Service, 2 Standby, 3 Permit, 4 By-pass) |  | In Service Stand-By In-Active PTW | true | true | true | 1 | 1
B ( 1 Service, 2 Standby, 3 Permit, 4 By-pass) |  | In Service Stand-By In-Active PTW | true | true | true | 1 | 1
C ( 1 Service, 2 Standby, 3 Permit, 4 By-pass) |  | In Service Stand-By In-Active PTW | true | true | true | 1 | 1
CPU Status ( 1 Service, 2 Standby, 3 Permit, 4 Isolated)
CPU-A ( 1 Service, 2 Standby, 3 Permit, 4 Isolated) |  | In Service Stand-By In-Active PTW | true | true | true | 1 | 1
CPU-B ( 1 Service, 2 Standby, 3 Permit, 4 Isolated) |  | In Service Stand-By In-Active PTW | true | true | true | 1 | 1
CPU-C ( 1 Service, 2 Standby, 3 Permit, 4 Isolated) |  | In Service Stand-By In-Active PTW | true | true | true | 1 | 1
Backwash pit level
Initial |  | In Service Stand-By In-Active PTW | true | true | true | 0 | 0
Final |  | In Service Stand-By In-Active PTW | true | true | true | 0 | 0
N.Pit Level B
Initial |  | In Service Stand-By In-Active PTW | true | true | true | 0 | 0
Final |  | In Service Stand-By In-Active PTW | true | true | true | 0 | 0
BCT Level
Initial |  | In Service Stand-By In-Active PTW | true | true | true | 0 | 0
Final |  | In Service Stand-By In-Active PTW | true | true | true | 0 | 0
DM Tank Level
Initial |  | In Service Stand-By In-Active PTW | true | true | true | 0 | 0
Final |  | In Service Stand-By In-Active PTW | true | true | true | 0 | 0
DM Tank Totaliser
Initial |  | In Service Stand-By In-Active PTW | true | true | true | 0 | 0
Final |  | In Service Stand-By In-Active PTW | true | true | true | 0 | 0
DM Water
Production |  | In Service Stand-By In-Active PTW | true | true | true | 0 | 0
Consumption |  | In Service Stand-By In-Active PTW | true | true | true | 0 | 0
Stock |  | In Service Stand-By In-Active PTW | true | true | true | 0 | 0
Portable water tank level
Initial |  | In Service Stand-By In-Active PTW | true | true | true | 0 | 0
Final |  | In Service Stand-By In-Active PTW | true | true | true | 0 | 0
Flow Totalliser Readings
DMF A (Initial) |  | In Service Stand-By In-Active PTW | true | true | true | 0 | 0
DMF A (Final) |  | In Service Stand-By In-Active PTW | true | true | true | 0 | 0
DMF B (Initial) |  | In Service Stand-By In-Active PTW | true | true | true | 0 | 0
DMF B (Final) |  | In Service Stand-By In-Active PTW | true | true | true | 0 | 0
ACF A (Initial) |  | In Service Stand-By In-Active PTW | true | true | true | 0 | 0
ACF A (Final) |  | In Service Stand-By In-Active PTW | true | true | true | 0 | 0
ACF B (Initial) |  | In Service Stand-By In-Active PTW | true | true | true | 0 | 0
ACF B (Final) |  | In Service Stand-By In-Active PTW | true | true | true | 0 | 0
SAC A (Initial) |  | In Service Stand-By In-Active PTW | true | true | true | 0 | 0
SAC A (Final) |  | In Service Stand-By In-Active PTW | true | true | true | 0 | 0
SAC B (Initial) |  | In Service Stand-By In-Active PTW | true | true | true | 0 | 0
SAC B (Final) |  | In Service Stand-By In-Active PTW | true | true | true | 0 | 0
SBA-1 A (Initial) |  | In Service Stand-By In-Active PTW | true | true | true | 0 | 0
SBA-1 A (Final) |  | In Service Stand-By In-Active PTW | true | true | true | 0 | 0
SBA-1 B (Initial) |  | In Service Stand-By In-Active PTW | true | true | true | 0 | 0
SBA-1 B (Final) |  | In Service Stand-By In-Active PTW | true | true | true | 0 | 0
SBA-2 A (Initial) |  | In Service Stand-By In-Active PTW | true | true | true | 0 | 0
SBA-2 A (Final) |  | In Service Stand-By In-Active PTW | true | true | true | 0 | 0
SBA-2 B (Initial) |  | In Service Stand-By In-Active PTW | true | true | true | 0 | 0
SBA-2 B (Final) |  | In Service Stand-By In-Active PTW | true | true | true | 0 | 0
MB A (Initial) |  | In Service Stand-By In-Active PTW | true | true | true | 0 | 0
MB A (Final) |  | In Service Stand-By In-Active PTW | true | true | true | 0 | 0
MB B (Initial) |  | In Service Stand-By In-Active PTW | true | true | true | 0 | 0
MB B (Final) |  | In Service Stand-By In-Active PTW | true | true | true | 0 | 0
N.Pit Level A
Initial |  | In Service Stand-By In-Active PTW | true | true | true | 0 | 0
Final |  | In Service Stand-By In-Active PTW | true | true | true | 0 | 0
Regeneration Status
Regeneration Status for Stream |  | In Service Stand-By In-Active PTW | true | true | true | 0 | 0
Regeneration Status for CPP |  | In Service Stand-By In-Active PTW | true | true | true | 0 | 0
Chemical Consumption
Stream A Acid |  | In Service Stand-By In-Active PTW | true | true | true | 0 | 0
Stream A Caustic |  | In Service Stand-By In-Active PTW | true | true | true | 0 | 0
Stream B Acid |  | In Service Stand-By In-Active PTW | true | true | true | 0 | 0
Stream B Caustic |  | In Service Stand-By In-Active PTW | true | true | true | 0 | 0
CRSV Acid |  | In Service Stand-By In-Active PTW | true | true | true | 0 | 0
ARV Caustic |  | In Service Stand-By In-Active PTW | true | true | true | 0 | 0
Chemical Transfer Status
AMT 1 |  | In Service Stand-By In-Active PTW | true | true | true | 0 | 0
AMT 2 |  | In Service Stand-By In-Active PTW | true | true | true | 0 | 0
AMT 4 |  | In Service Stand-By In-Active PTW | true | true | true | 0 | 0
CDT 1 |  | In Service Stand-By In-Active PTW | true | true | true | 0 | 0
CDT 2 |  | In Service Stand-By In-Active PTW | true | true | true | 0 | 0
CDT 4 |  | In Service Stand-By In-Active PTW | true | true | true | 0 | 0
Chemical Transfer Status |  | In Service Stand-By In-Active PTW | true | true | true | 0 | 0
Ultra Filter Status( 1 Service, 2 Standby, 3 Permit, 4 By-pass)
A ( 1 Service, 2 Standby, 3 Permit, 4 By-pass) |  | In Service Stand-By In-Active PTW | true | true | true | 1 | 1
B ( 1 Service, 2 Standby, 3 Permit, 4 By-pass) |  | In Service Stand-By In-Active PTW | true | true | true | 1 | 1
C ( 1 Service, 2 Standby, 3 Permit, 4 By-pass) |  | In Service Stand-By In-Active PTW | true | true | true | 1 | 1
CPU Status ( 1 Service, 2 Standby, 3 Permit, 4 Isolated)
CPU-A ( 1 Service, 2 Standby, 3 Permit, 4 Isolated) |  | In Service Stand-By In-Active PTW | true | true | true | 1 | 1
CPU-B ( 1 Service, 2 Standby, 3 Permit, 4 Isolated) |  | In Service Stand-By In-Active PTW | true | true | true | 1 | 1
CPU-C ( 1 Service, 2 Standby, 3 Permit, 4 Isolated) |  | In Service Stand-By In-Active PTW | true | true | true | 1 | 1
Backwash pit level
Initial |  | In Service Stand-By In-Active PTW | true | true | true | 0 | 0
Final |  | In Service Stand-By In-Active PTW | true | true | true | 0 | 0
N.Pit Level B
Initial |  | In Service Stand-By In-Active PTW | true | true | true | 0 | 0
Final |  | In Service Stand-By In-Active PTW | true | true | true | 0 | 0

## Equipment Status Log
Main Boiler and Turbine Auxiliaries
GaugeName | Code | Status | Display | Enabled | Mandatory | Min Value | Max Value
RAPH-1 drive 1/2 | 10HLD11AE001/002 | In Service Stand-By PTW | true | true | true | 0 | 0
RAPH-2 drive 1/2 | 10HLD21AE001/002 | In Service Stand-By PTW | true | true | true | 0 | 0
ID Fan 1 | 10HNC11AN001 | In Service Stand-By PTW | true | true | true | 0 | 0
ID Fan 2 | 10HNC21AN001 | In Service Stand-By PTW | true | true | true | 0 | 0
FD Fan 1 | 10HLB11AN001 | In Service Stand-By PTW | true | true | true | 0 | 0
FD Fan 2 | 10HLB21AN001 | In Service Stand-By PTW | true | true | true | 0 | 0
MILL 10 | 10HFC13AJ101 | In Service Stand-By PTW | true | true | true | 0 | 0
MILL 20 | 10HFC23AJ101 | In Service Stand-By PTW | true | true | true | 0 | 0
MILL 30 | 10HFC33AJ101 | In Service Stand-By PTW | true | true | true | 0 | 0
MILL 40 | 10HFC43AJ101 | In Service Stand-By PTW | true | true | true | 0 | 0
MILL 50 | 10HFC53AJ101 | In Service Stand-By PTW | true | true | true | 0 | 0
MILL 60 | 10HFC63AJ101 | In Service Stand-By PTW | true | true | true | 0 | 0
Cooling & Ignition Air fan 1 | 10HJQ01AN001 | In Service Stand-By PTW | true | true | true | 0 | 0
Cooling & Ignition Air fan 2 | 10HJQ02AN001 | In Service Stand-By PTW | true | true | true | 0 | 0
Wet ash conveyor system | 10HDA30AJ101 | In Service Stand-By PTW | true | true | true | 0 | 0
Hydraulic pump1 (COP} | 10MAX11AP001 | In Service Stand-By PTW | true | true | true | 0 | 0
Hydraulic pump2 (COP} | 10MAX11AP002 | In Service Stand-By PTW | true | true | true | 0 | 0
Aux Lube Oil Pump | 10MAV21AP021 | In Service Stand-By PTW | true | true | true | 0 | 0
Emergency lube oil pump | 10MAV21AP031 | In Service Stand-By PTW | true | true | true | 0 | 0
MOT Jack oil & Turning gear | 10MAV50AE001 | In Service Stand-By PTW | true | true | true | 0 | 0
OVEF -1 | 10MAV02AN001 | In Service Stand-By PTW | true | true | true | 0 | 0
OVEF -2 | 10MAV02AN002 | In Service Stand-By PTW | true | true | true | 0 | 0
Seal oil pump 1 | 10MKW21AP001 | In Service Stand-By PTW | true | true | true | 0 | 0
Seal oil pump 2 | 10MKW22AP001 | In Service Stand-By PTW | true | true | true | 0 | 0
Emergency Seal oil pump | 10MKW23AP001 | In Service Stand-By PTW | true | true | true | 0 | 0
Vacuum Pump 1 (Seal oil} | 10MKQ11AN001 | In Service Stand-By PTW | true | true | true | 0 | 0
Vacuum Pump 2(Seal oil) | 10MKQ12AN001 | In Service Stand-By PTW | true | true | true | 0 | 0
Vapour Extraction- Seal Oil-1 | 10MKQ21AN001 | In Service Stand-By PTW | true | true | true | 0 | 0
Vapour Extractor- Seal Oil-2 | 10MKQ22AN001 | In Service Stand-By PTW | true | true | true | 0 | 0
GSE Fan 1 | 10MAW30AN001 | In Service Stand-By PTW | true | true | true | 0 | 0
GSE Fan 2 | 10MAW30AN002 | In Service Stand-By PTW | true | true | true | 0 | 0
LP Heater Drain Pump | .10LCJ20AP010 | In Service Stand-By PTW | true | true | true | 0 | 0
CEP 1 | 10LCB11AP010 | In Service Stand-By PTW | true | true | true | 0 | 0
CEP 2 | 10LCB12AP010 | In Service Stand-By PTW | true | true | true | 0 | 0
BFP 1 | 10LAC10AP010 | In Service Stand-By PTW | true | true | true | 0 | 0
BFP 2 | 10LAC20AP010 | In Service Stand-By PTW | true | true | true | 0 | 0
BFP 3 | 1OLAC30AP010 | In Service Stand-By PTW | true | true | true | 0 | 0
CCW Pump 1 | 10PGC10AP010 | In Service Stand-By PTW | true | true | true | 0 | 0
CCW Pump 2 | 10PGC20AP010 | In Service Stand-By PTW | true | true | true | 0 | 0
ACW Pump 1 | 10PCC10AP010 | In Service Stand-By PTW | true | true | true | 0 | 0
ACW Pump 2 | 10PCC20AP010 | In Service Stand-By PTW | true | true | true | 0 | 0
Res.Cond transfer pump 1 | 10LCP21AP010 | In Service Stand-By PTW | true | true | true | 0 | 0
Res.Cond transfer pump 2 | 10LCP22AP010 | In Service Stand-By PTW | true | true | true | 0 | 0
Balance of Plant
Inst. Air Compressor 1 | 10QFA10AN001 | In Service Stand-By PTW | true | true | true | 0 | 0
Inst. Air Compressor 2 | 10QFA20AN001 | In Service Stand-By PTW | true | true | true | 0 | 0
Inst. Air Compressor 3 | 10QFA30AN001 | In Service Stand-By PTW | true | true | true | 0 | 0
Main CW Pump 1 | 10PAC10AP010 | In Service Stand-By PTW | true | true | true | 0 | 0
Main CW Pump 2 | 10PAC20AP010 | In Service Stand-By PTW | true | true | true | 0 | 0
Main CW Pump 3 | 10PAC30AP010 | In Service Stand-By PTW | true | true | true | 0 | 0
CT Fans 1 to 4 | 10PAD10/20/30/40AC010 | In Service Stand-By PTW | true | true | true | 0 | 0
CT Fans 5 to 8 | 10PAD50/60/70/80AC010 | In Service Stand-By PTW | true | true | true | 0 | 0
Seal water Pump 1 | 10HDF10AP001 | In Service Stand-By PTW | true | true | true | 0 | 0
Seal water Pump 2 | 10HDF10AP002 | In Service Stand-By PTW | true | true | true | 0 | 0
Seal water Pump 3 | 10HDF10AP003 | In Service Stand-By PTW | true | true | true | 0 | 0
DM Feed Pump-1 | 10GCK10AP001 | In Service Stand-By PTW | true | true | true | 0 | 0
DM Feed Pump-2 | 10GCK11AP001 | In Service Stand-By PTW | true | true | true | 0 | 0
DM Feed Pump-3 | 10GCK12AP001 | In Service Stand-By PTW | true | true | true | 0 | 0
Bore well Pump-1 | 10GAF01AP001 | In Service Stand-By PTW | true | true | true | 0 | 0
Bore well Pump-2 | 10GAF05AP001 | In Service Stand-By PTW | true | true | true | 0 | 0
Bore well Pump-3 | 10GAF10AP001 | In Service Stand-By PTW | true | true | true | 0 | 0
Bore well Pump-4 | 10GAF15AP001 | In Service Stand-By PTW | true | true | true | 0 | 0
Bore well Pump-5 | 10GAF20AP001 | In Service Stand-By PTW | true | true | true | 0 | 0
Bore well Pump-6 | 10GAF25AP001 | In Service Stand-By PTW | true | true | true | 0 | 0
Bore well Pump-7 | 10GAF30AP001 | In Service Stand-By PTW | true | true | true | 0 | 0
Bore well Pump-8 | 10GAF35AP001 | In Service Stand-By PTW | true | true | true | 0 | 0
Bore well Pump-9 | 10GAF40AP001 | In Service Stand-By PTW | true | true | true | 0 | 0
Bore well Pump-10 | 10GAF45AP001 | In Service Stand-By PTW | true | true | true | 0 | 0
Bore well Pump-11 | 10GAF50AP001 | In Service Stand-By PTW | true | true | true | 0 | 0
Bore well Pump-12 | 10GAF60AP001 | In Service Stand-By PTW | true | true | true | 0 | 0
Main Boiler Pump 1 | 10GCK77AP001 | In Service Stand-By PTW | true | true | true | 0 | 0
Main Boiler Pump 2 | 10GCK79AP001 | In Service Stand-By PTW | true | true | true | 0 | 0
HFO Forwarding Pump 1 | 10EGC10AP001 | In Service Stand-By PTW | true | true | true | 0 | 0
HFO Forwarding Pump 2 | 10EGC11AP001 | In Service Stand-By PTW | true | true | true | 0 | 0
Ash Slurry Pump 1 | 10HDE03AP001 | In Service Stand-By PTW | true | true | true | 0 | 0
Ash Slurry Pump 2 | 10HDE03AP002 | In Service Stand-By PTW | true | true | true | 0 | 0
Ash Slurry Pump 3 | 10HDE03AP003 | In Service Stand-By PTW | true | true | true | 0 | 0
Ash Water Pump 1 | 10HDF03AP001 | In Service Stand-By PTW | true | true | true | 0 | 0
Ash Water Pump 2 | 10HDF03AP002 | In Service Stand-By PTW | true | true | true | 0 | 0
Ash Water Pump 3 | 10HDF03AP003 | In Service Stand-By PTW | true | true | true | 0 | 0
Conveying Air Comp 1 | 10HDC06AN001 | In Service Stand-By PTW | true | true | true | 0 | 0
Conveying Air Comp 2 | 10HDC06AN002 | In Service Stand-By PTW | true | true | true | 0 | 0
Conveying Air Comp 3 | 10HDC06AN003 | In Service Stand-By PTW | true | true | true | 0 | 0
Refrigerant Air Dryer 1 | 10HDC06AT001 | In Service Stand-By PTW | true | true | true | 0 | 0
Refrigerant Air Dryer 2 | 10HDC06AT002 | In Service Stand-By PTW | true | true | true | 0 | 0
Refrigerant Air Dryer 3 | 10HDC06AT003 | In Service Stand-By PTW | true | true | true | 0 | 0
Silo Fluidising Blower 1 | 10HDD01AN001 | In Service Stand-By PTW | true | true | true | 0 | 0
Silo Fluidising Blower 2 | 10HDD01AN002 | In Service Stand-By PTW | true | true | true | 0 | 0
Ash Recovery water Pump 1 | 10HDG01AP001 | In Service Stand-By PTW | true | true | true | 0 | 0
Ash Recovery water Pump 2 | 10HDG02AP001 | In Service Stand-By PTW | true | true | true | 0 | 0
DM water pump 1 to Aux Boiler | 10GCK70AP001 | In Service Stand-By PTW | true | true | true | 0 | 0
DM water pump 2 to Aux Boiler | 10GCK75AP001 | In Service Stand-By PTW | true | true | true | 0 | 0
CMB Pump 1 | 10GDR12AP001 | In Service Stand-By PTW | true | true | true | 0 | 0
CMB Pump 2 | 10GDR13AP001 | In Service Stand-By PTW | true | true | true | 0 | 0
Electric Hydrant Pump-301 | 10SGA10AP010 | In Service Stand-By PTW | true | true | true | 0 | 0
Electric Spray Pump-201 | 10SGC10AP010 | In Service Stand-By PTW | true | true | true | 0 | 0
Diesel Hydrant Pump-302 | 10SGA20AP010 | In Service Stand-By PTW | true | true | true | 0 | 0
Diesel spray Pump-202 | 10SGC20AP010 | In Service Stand-By PTW | true | true | true | 0 | 0
Firefighting Air comp - 1 | 10SGA36AN001 | In Service Stand-By PTW | true | true | true | 0 | 0
Firefighting Air comp - 2 | 10SGA37AN001 | In Service Stand-By PTW | true | true | true | 0 | 0
Firefighting Jockey Pump | 10SGA30AP010 | In Service Stand-By PTW | true | true | true | 0 | 0
Service water Pump 1 | 10GHA35AP001 | In Service Stand-By PTW | true | true | true | 0 | 0
Service water Pump 2 | 10GHA36AP001 | In Service Stand-By PTW | true | true | true | 0 | 0
Service water Pump 3 | 10GHA37AP001 | In Service Stand-By PTW | true | true | true | 0 | 0
CW Make up Pump-1 | 10PAR05AP001 | In Service Stand-By PTW | true | true | true | 0 | 0
CW Make up Pump-2 | 10PAR05AP002 | In Service Stand-By PTW | true | true | true | 0 | 0
CW Make up Pump-3 | 10PAR05AP003 | In Service Stand-By PTW | true | true | true | 0 | 0
LHP Stream-A |  | In Service Stand-By PTW | true | true | true | 0 | 0
LHP Stream-B |  | In Service Stand-By PTW | true | true | true | 0 | 0
DM Plant- Stream-A |  | In Service Stand-By PTW | true | true | true | 0 | 0
DM Plant- Stream-B |  | In Service Stand-By PTW | true | true | true | 0 | 0
ESP Fields |  | In Service Stand-By PTW | true | true | true | 0 | 0
Emergency DG Set |  | In Service Stand-By PTW | true | true | true | 0 | 0
GT Oil pumps 1 |  | In Service Stand-By PTW | true | true | true | 0 | 0
GT Oil pumps 2 |  | In Service Stand-By PTW | true | true | true | 0 | 0
GT Oil pumps 3 |  | In Service Stand-By PTW | true | true | true | 0 | 0
GT Oil pumps 4 |  | In Service Stand-By PTW | true | true | true | 0 | 0
STP station 1, 2 & 3 |  | In Service Stand-By PTW | true | true | true | 0 | 0
Clarifier |  | In Service Stand-By PTW | true | true | true | 0 | 0
Aux boiler |  | In Service Stand-By PTW | true | true | true | 0 | 0
Workshop ETP |  | In Service Stand-By PTW | true | true | true | 0 | 0
Turbine ETP |  | In Service Stand-By PTW | true | true | true | 0 | 0
FO ETP |  | In Service Stand-By PTW | true | true | true | 0 | 0
Balance of Plant
Inst. Air Compressor 1 | 10QFA10AN001 | In Service Stand-By PTW | true | true | true | 0 | 0
Inst. Air Compressor 2 | 10QFA20AN001 | In Service Stand-By PTW | true | true | true | 0 | 0
Inst. Air Compressor 3 | 10QFA30AN001 | In Service Stand-By PTW | true | true | true | 0 | 0
Main CW Pump 1 | 10PAC10AP010 | In Service Stand-By PTW | true | true | true | 0 | 0
Main CW Pump 2 | 10PAC20AP010 | In Service Stand-By PTW | true | true | true | 0 | 0
Main CW Pump 3 | 10PAC30AP010 | In Service Stand-By PTW | true | true | true | 0 | 0
CT Fans 1 to 4 | 10PAD10/20/30/40AC010 | In Service Stand-By PTW | true | true | true | 0 | 0
CT Fans 5 to 8 | 10PAD50/60/70/80AC010 | In Service Stand-By PTW | true | true | true | 0 | 0
Seal water Pump 1 | 10HDF10AP001 | In Service Stand-By PTW | true | true | true | 0 | 0
Seal water Pump 2 | 10HDF10AP002 | In Service Stand-By PTW | true | true | true | 0 | 0
Seal water Pump 3 | 10HDF10AP003 | In Service Stand-By PTW | true | true | true | 0 | 0
DM Feed Pump-1 | 10GCK10AP001 | In Service Stand-By PTW | true | true | true | 0 | 0
DM Feed Pump-2 | 10GCK11AP001 | In Service Stand-By PTW | true | true | true | 0 | 0
DM Feed Pump-3 | 10GCK12AP001 | In Service Stand-By PTW | true | true | true | 0 | 0
Bore well Pump-1 | 10GAF01AP001 | In Service Stand-By PTW | true | true | true | 0 | 0
Bore well Pump-2 | 10GAF05AP001 | In Service Stand-By PTW | true | true | true | 0 | 0
Bore well Pump-3 | 10GAF10AP001 | In Service Stand-By PTW | true | true | true | 0 | 0
Bore well Pump-4 | 10GAF15AP001 | In Service Stand-By PTW | true | true | true | 0 | 0
Bore well Pump-5 | 10GAF20AP001 | In Service Stand-By PTW | true | true | true | 0 | 0
Bore well Pump-6 | 10GAF25AP001 | In Service Stand-By PTW | true | true | true | 0 | 0
Bore well Pump-7 | 10GAF30AP001 | In Service Stand-By PTW | true | true | true | 0 | 0
Bore well Pump-8 | 10GAF35AP001 | In Service Stand-By PTW | true | true | true | 0 | 0
Bore well Pump-9 | 10GAF40AP001 | In Service Stand-By PTW | true | true | true | 0 | 0
Bore well Pump-10 | 10GAF45AP001 | In Service Stand-By PTW | true | true | true | 0 | 0
Bore well Pump-11 | 10GAF50AP001 | In Service Stand-By PTW | true | true | true | 0 | 0
Bore well Pump-12 | 10GAF60AP001 | In Service Stand-By PTW | true | true | true | 0 | 0
Main Boiler Pump 1 | 10GCK77AP001 | In Service Stand-By PTW | true | true | true | 0 | 0
Main Boiler Pump 2 | 10GCK79AP001 | In Service Stand-By PTW | true | true | true | 0 | 0
HFO Forwarding Pump 1 | 10EGC10AP001 | In Service Stand-By PTW | true | true | true | 0 | 0
HFO Forwarding Pump 2 | 10EGC11AP001 | In Service Stand-By PTW | true | true | true | 0 | 0
Ash Slurry Pump 1 | 10HDE03AP001 | In Service Stand-By PTW | true | true | true | 0 | 0
Ash Slurry Pump 2 | 10HDE03AP002 | In Service Stand-By PTW | true | true | true | 0 | 0
Ash Slurry Pump 3 | 10HDE03AP003 | In Service Stand-By PTW | true | true | true | 0 | 0
Ash Water Pump 1 | 10HDF03AP001 | In Service Stand-By PTW | true | true | true | 0 | 0
Ash Water Pump 2 | 10HDF03AP002 | In Service Stand-By PTW | true | true | true | 0 | 0
Ash Water Pump 3 | 10HDF03AP003 | In Service Stand-By PTW | true | true | true | 0 | 0
Conveying Air Comp 1 | 10HDC06AN001 | In Service Stand-By PTW | true | true | true | 0 | 0
Conveying Air Comp 2 | 10HDC06AN002 | In Service Stand-By PTW | true | true | true | 0 | 0
Conveying Air Comp 3 | 10HDC06AN003 | In Service Stand-By PTW | true | true | true | 0 | 0
Refrigerant Air Dryer 1 | 10HDC06AT001 | In Service Stand-By PTW | true | true | true | 0 | 0
Refrigerant Air Dryer 2 | 10HDC06AT002 | In Service Stand-By PTW | true | true | true | 0 | 0
Refrigerant Air Dryer 3 | 10HDC06AT003 | In Service Stand-By PTW | true | true | true | 0 | 0
Silo Fluidising Blower 1 | 10HDD01AN001 | In Service Stand-By PTW | true | true | true | 0 | 0
Silo Fluidising Blower 2 | 10HDD01AN002 | In Service Stand-By PTW | true | true | true | 0 | 0
Ash Recovery water Pump 1 | 10HDG01AP001 | In Service Stand-By PTW | true | true | true | 0 | 0
Ash Recovery water Pump 2 | 10HDG02AP001 | In Service Stand-By PTW | true | true | true | 0 | 0
DM water pump 1 to Aux Boiler | 10GCK70AP001 | In Service Stand-By PTW | true | true | true | 0 | 0
DM water pump 2 to Aux Boiler | 10GCK75AP001 | In Service Stand-By PTW | true | true | true | 0 | 0
CMB Pump 1 | 10GDR12AP001 | In Service Stand-By PTW | true | true | true | 0 | 0
CMB Pump 2 | 10GDR13AP001 | In Service Stand-By PTW | true | true | true | 0 | 0
Electric Hydrant Pump-301 | 10SGA10AP010 | In Service Stand-By PTW | true | true | true | 0 | 0
Electric Spray Pump-201 | 10SGC10AP010 | In Service Stand-By PTW | true | true | true | 0 | 0
Diesel Hydrant Pump-302 | 10SGA20AP010 | In Service Stand-By PTW | true | true | true | 0 | 0
Diesel spray Pump-202 | 10SGC20AP010 | In Service Stand-By PTW | true | true | true | 0 | 0
Firefighting Air comp - 1 | 10SGA36AN001 | In Service Stand-By PTW | true | true | true | 0 | 0
Firefighting Air comp - 2 | 10SGA37AN001 | In Service Stand-By PTW | true | true | true | 0 | 0
Firefighting Jockey Pump | 10SGA30AP010 | In Service Stand-By PTW | true | true | true | 0 | 0
Service water Pump 1 | 10GHA35AP001 | In Service Stand-By PTW | true | true | true | 0 | 0
Service water Pump 2 | 10GHA36AP001 | In Service Stand-By PTW | true | true | true | 0 | 0
Service water Pump 3 | 10GHA37AP001 | In Service Stand-By PTW | true | true | true | 0 | 0
CW Make up Pump-1 | 10PAR05AP001 | In Service Stand-By PTW | true | true | true | 0 | 0
CW Make up Pump-2 | 10PAR05AP002 | In Service Stand-By PTW | true | true | true | 0 | 0
CW Make up Pump-3 | 10PAR05AP003 | In Service Stand-By PTW | true | true | true | 0 | 0
LHP Stream-A |  | In Service Stand-By PTW | true | true | true | 0 | 0
LHP Stream-B |  | In Service Stand-By PTW | true | true | true | 0 | 0
DM Plant- Stream-A |  | In Service Stand-By PTW | true | true | true | 0 | 0
DM Plant- Stream-B |  | In Service Stand-By PTW | true | true | true | 0 | 0
ESP Fields |  | In Service Stand-By PTW | true | true | true | 0 | 0
Emergency DG Set |  | In Service Stand-By PTW | true | true | true | 0 | 0
GT Oil pumps 1 |  | In Service Stand-By PTW | true | true | true | 0 | 0
GT Oil pumps 2 |  | In Service Stand-By PTW | true | true | true | 0 | 0
GT Oil pumps 3 |  | In Service Stand-By PTW | true | true | true | 0 | 0
GT Oil pumps 4 |  | In Service Stand-By PTW | true | true | true | 0 | 0
STP station 1, 2 & 3 |  | In Service Stand-By PTW | true | true | true | 0 | 0
Clarifier |  | In Service Stand-By PTW | true | true | true | 0 | 0
Aux boiler |  | In Service Stand-By PTW | true | true | true | 0 | 0
Workshop ETP |  | In Service Stand-By PTW | true | true | true | 0 | 0
Turbine ETP |  | In Service Stand-By PTW | true | true | true | 0 | 0
FO ETP |  | In Service Stand-By PTW | true | true | true | 0 | 0
Balance of Plant
Inst. Air Compressor 1 | 10QFA10AN001 | In Service Stand-By PTW | true | true | true | 0 | 0
Inst. Air Compressor 2 | 10QFA20AN001 | In Service Stand-By PTW | true | true | true | 0 | 0
Inst. Air Compressor 3 | 10QFA30AN001 | In Service Stand-By PTW | true | true | true | 0 | 0
Main CW Pump 1 | 10PAC10AP010 | In Service Stand-By PTW | true | true | true | 0 | 0
Main CW Pump 2 | 10PAC20AP010 | In Service Stand-By PTW | true | true | true | 0 | 0
Main CW Pump 3 | 10PAC30AP010 | In Service Stand-By PTW | true | true | true | 0 | 0
CT Fans 1 to 4 | 10PAD10/20/30/40AC010 | In Service Stand-By PTW | true | true | true | 0 | 0
CT Fans 5 to 8 | 10PAD50/60/70/80AC010 | In Service Stand-By PTW | true | true | true | 0 | 0
Seal water Pump 1 | 10HDF10AP001 | In Service Stand-By PTW | true | true | true | 0 | 0
Seal water Pump 2 | 10HDF10AP002 | In Service Stand-By PTW | true | true | true | 0 | 0
Seal water Pump 3 | 10HDF10AP003 | In Service Stand-By PTW | true | true | true | 0 | 0
DM Feed Pump-1 | 10GCK10AP001 | In Service Stand-By PTW | true | true | true | 0 | 0
DM Feed Pump-2 | 10GCK11AP001 | In Service Stand-By PTW | true | true | true | 0 | 0
DM Feed Pump-3 | 10GCK12AP001 | In Service Stand-By PTW | true | true | true | 0 | 0
Bore well Pump-1 | 10GAF01AP001 | In Service Stand-By PTW | true | true | true | 0 | 0
Bore well Pump-2 | 10GAF05AP001 | In Service Stand-By PTW | true | true | true | 0 | 0
Bore well Pump-3 | 10GAF10AP001 | In Service Stand-By PTW | true | true | true | 0 | 0
Bore well Pump-4 | 10GAF15AP001 | In Service Stand-By PTW | true | true | true | 0 | 0
Bore well Pump-5 | 10GAF20AP001 | In Service Stand-By PTW | true | true | true | 0 | 0
Bore well Pump-6 | 10GAF25AP001 | In Service Stand-By PTW | true | true | true | 0 | 0
Bore well Pump-7 | 10GAF30AP001 | In Service Stand-By PTW | true | true | true | 0 | 0
Bore well Pump-8 | 10GAF35AP001 | In Service Stand-By PTW | true | true | true | 0 | 0
Bore well Pump-9 | 10GAF40AP001 | In Service Stand-By PTW | true | true | true | 0 | 0
Bore well Pump-10 | 10GAF45AP001 | In Service Stand-By PTW | true | true | true | 0 | 0
Bore well Pump-11 | 10GAF50AP001 | In Service Stand-By PTW | true | true | true | 0 | 0
Bore well Pump-12 | 10GAF60AP001 | In Service Stand-By PTW | true | true | true | 0 | 0
Main Boiler Pump 1 | 10GCK77AP001 | In Service Stand-By PTW | true | true | true | 0 | 0
Main Boiler Pump 2 | 10GCK79AP001 | In Service Stand-By PTW | true | true | true | 0 | 0
HFO Forwarding Pump 1 | 10EGC10AP001 | In Service Stand-By PTW | true | true | true | 0 | 0
HFO Forwarding Pump 2 | 10EGC11AP001 | In Service Stand-By PTW | true | true | true | 0 | 0
Ash Slurry Pump 1 | 10HDE03AP001 | In Service Stand-By PTW | true | true | true | 0 | 0
Ash Slurry Pump 2 | 10HDE03AP002 | In Service Stand-By PTW | true | true | true | 0 | 0
Ash Slurry Pump 3 | 10HDE03AP003 | In Service Stand-By PTW | true | true | true | 0 | 0
Ash Water Pump 1 | 10HDF03AP001 | In Service Stand-By PTW | true | true | true | 0 | 0
Ash Water Pump 2 | 10HDF03AP002 | In Service Stand-By PTW | true | true | true | 0 | 0
Ash Water Pump 3 | 10HDF03AP003 | In Service Stand-By PTW | true | true | true | 0 | 0
Conveying Air Comp 1 | 10HDC06AN001 | In Service Stand-By PTW | true | true | true | 0 | 0
Conveying Air Comp 2 | 10HDC06AN002 | In Service Stand-By PTW | true | true | true | 0 | 0
Conveying Air Comp 3 | 10HDC06AN003 | In Service Stand-By PTW | true | true | true | 0 | 0
Refrigerant Air Dryer 1 | 10HDC06AT001 | In Service Stand-By PTW | true | true | true | 0 | 0
Refrigerant Air Dryer 2 | 10HDC06AT002 | In Service Stand-By PTW | true | true | true | 0 | 0
Refrigerant Air Dryer 3 | 10HDC06AT003 | In Service Stand-By PTW | true | true | true | 0 | 0
Silo Fluidising Blower 1 | 10HDD01AN001 | In Service Stand-By PTW | true | true | true | 0 | 0
Silo Fluidising Blower 2 | 10HDD01AN002 | In Service Stand-By PTW | true | true | true | 0 | 0
Ash Recovery water Pump 1 | 10HDG01AP001 | In Service Stand-By PTW | true | true | true | 0 | 0
Ash Recovery water Pump 2 | 10HDG02AP001 | In Service Stand-By PTW | true | true | true | 0 | 0
DM water pump 1 to Aux Boiler | 10GCK70AP001 | In Service Stand-By PTW | true | true | true | 0 | 0
DM water pump 2 to Aux Boiler | 10GCK75AP001 | In Service Stand-By PTW | true | true | true | 0 | 0
CMB Pump 1 | 10GDR12AP001 | In Service Stand-By PTW | true | true | true | 0 | 0
CMB Pump 2 | 10GDR13AP001 | In Service Stand-By PTW | true | true | true | 0 | 0
Electric Hydrant Pump-301 | 10SGA10AP010 | In Service Stand-By PTW | true | true | true | 0 | 0
Electric Spray Pump-201 | 10SGC10AP010 | In Service Stand-By PTW | true | true | true | 0 | 0
Diesel Hydrant Pump-302 | 10SGA20AP010 | In Service Stand-By PTW | true | true | true | 0 | 0
Diesel spray Pump-202 | 10SGC20AP010 | In Service Stand-By PTW | true | true | true | 0 | 0
Firefighting Air comp - 1 | 10SGA36AN001 | In Service Stand-By PTW | true | true | true | 0 | 0
Firefighting Air comp - 2 | 10SGA37AN001 | In Service Stand-By PTW | true | true | true | 0 | 0
Firefighting Jockey Pump | 10SGA30AP010 | In Service Stand-By PTW | true | true | true | 0 | 0
Service water Pump 1 | 10GHA35AP001 | In Service Stand-By PTW | true | true | true | 0 | 0
Service water Pump 2 | 10GHA36AP001 | In Service Stand-By PTW | true | true | true | 0 | 0
Service water Pump 3 | 10GHA37AP001 | In Service Stand-By PTW | true | true | true | 0 | 0
CW Make up Pump-1 | 10PAR05AP001 | In Service Stand-By PTW | true | true | true | 0 | 0
CW Make up Pump-2 | 10PAR05AP002 | In Service Stand-By PTW | true | true | true | 0 | 0
CW Make up Pump-3 | 10PAR05AP003 | In Service Stand-By PTW | true | true | true | 0 | 0
LHP Stream-A |  | In Service Stand-By PTW | true | true | true | 0 | 0
LHP Stream-B |  | In Service Stand-By PTW | true | true | true | 0 | 0
DM Plant- Stream-A |  | In Service Stand-By PTW | true | true | true | 0 | 0
DM Plant- Stream-B |  | In Service Stand-By PTW | true | true | true | 0 | 0
ESP Fields |  | In Service Stand-By PTW | true | true | true | 0 | 0
Emergency DG Set |  | In Service Stand-By PTW | true | true | true | 0 | 0
GT Oil pumps 1 |  | In Service Stand-By PTW | true | true | true | 0 | 0
GT Oil pumps 2 |  | In Service Stand-By PTW | true | true | true | 0 | 0
GT Oil pumps 3 |  | In Service Stand-By PTW | true | true | true | 0 | 0
GT Oil pumps 4 |  | In Service Stand-By PTW | true | true | true | 0 | 0
STP station 1, 2 & 3 |  | In Service Stand-By PTW | true | true | true | 0 | 0
Clarifier |  | In Service Stand-By PTW | true | true | true | 0 | 0
Aux boiler |  | In Service Stand-By PTW | true | true | true | 0 | 0
Workshop ETP |  | In Service Stand-By PTW | true | true | true | 0 | 0
Turbine ETP |  | In Service Stand-By PTW | true | true | true | 0 | 0
FO ETP |  | In Service Stand-By PTW | true | true | true | 0 | 0

## Lignite Handling Plant Log
LHP General ( 1 Service, 2 Standby, 3 Permit)
GaugeName | Code | Status | Display | Enabled | Mandatory | Min Value | Max Value
Lignite Bunker I Mill under standby |  | In Service Stand-By In-Active PTW | true | true | true | 0 | 0
Lignite Bunker I Mill under PTW |  | In Service Stand-By In-Active PTW | true | true | true | 0 | 0
Stream selection I stockpile feeding I A/B |  | In Service Stand-By In-Active PTW | true | true | true | 0 | 0
Stream selection I direct feeding I A/B |  | In Service Stand-By In-Active PTW | true | true | true | 0 | 0
Paddle Feeder Speed I A/B |  | In Service Stand-By In-Active PTW | true | true | true | 0 | 0
Lignite Feeding Rate max / min |  | In Service Stand-By In-Active PTW | true | true | true | 0 | 0
Lignite settling pond pump 1 in service ( 1 Service, 2 Standby, 3 Permit) | 10GDD10AP001 | In Service Stand-By In-Active PTW | true | true | true | 0 | 0
Lignite settling pond pump 2 in service ( 1 Service, 2 Standby, 3 Permit) | 10GDD10AP002 | In Service Stand-By In-Active PTW | true | true | true | 0 | 0
LSP compartment 1 level |  | In Service Stand-By In-Active PTW | true | true | true | 0 | 0
LSP compartment 2 level |  | In Service Stand-By In-Active PTW | true | true | true | 0 | 0
Crusher auto greasing pump in service A ( 1 Service, 2 Standby, 3 Permit) |  | In Service Stand-By In-Active PTW | true | true | true | 0 | 0
Crusher auto greasing pump in service B ( 1 Service, 2 Standby, 3 Permit) |  | In Service Stand-By In-Active PTW | true | true | true | 0 | 0
Lignite Bunkers
Lignite Bunker 10 Level | 10HFA10CL001 | In Service Stand-By In-Active PTW | true | true | true | 0 | 0
Lignite Bunker 20 Level | 10HFA10CL002. | In Service Stand-By In-Active PTW | true | true | true | 0 | 0
Lignite Bunker 30 Level | 10HFA10CL003 | In Service Stand-By In-Active PTW | true | true | true | 0 | 0
Lignite Bunker 40 Level | 10HFA10CL004 | In Service Stand-By In-Active PTW | true | true | true | 0 | 0
Lignite Bunker 50 Level | 10HFA10CL004 | In Service Stand-By In-Active PTW | true | true | true | 0 | 0
Lignite Bunker 60 Level | 10HFA10CL006 | In Service Stand-By In-Active PTW | true | true | true | 0 | 0
LHP Shift Start / End Readings
Belt Conveyor 1A Integrated Reading |  | In Service Stand-By In-Active PTW | true | true | true | 0 | 0
Belt Conveyor 1B Integrated Reading |  | In Service Stand-By In-Active PTW | true | true | true | 0 | 0
Auto sampling unit running time |  | In Service Stand-By In-Active PTW | true | true | true | 0 | 0
Cumulative bunker level(Initial) |  | In Service Stand-By In-Active PTW | true | true | true | 0 | 0
Stream A - Lignite transfer / Consumption |  | In Service Stand-By In-Active PTW | true | true | true | 0 | 0
Stream B - Lignite transfer / Consumption |  | In Service Stand-By In-Active PTW | true | true | true | 0 | 0
LHP - Lignite receipt Load Cell details
BC 1 |  | In Service Stand-By In-Active PTW | true | true | true | 0 | 0
BC 3 |  | In Service Stand-By In-Active PTW | true | true | true | 0 | 0
LHP - Equipment Status ( 1 Service, 2 Standby, 3 Permit)
Reclaimed Stock Pile in the shift(Conical-1 / Rectangular-2) |  | In Service Stand-By In-Active PTW | true | true | true | 1 | 1
Lignite - blending ratio ( conical : Rectangular) |  | In Service Stand-By In-Active PTW | true | true | true | 1 | 1
Auto Sampler System( 1 Service, 2 Standby, 3 Permit) |  | In Service Stand-By In-Active PTW | true | true | true | 1 | 1
Dust Extraction system( 1 Service, 2 Standby, 3 Permit) |  | In Service Stand-By In-Active PTW | true | true | true | 1 | 1
Chemical DS system( 1 Service, 2 Standby, 3 Permit) |  | In Service Stand-By In-Active PTW | true | true | true | 1 | 1
Stock Pile DS System( 1 Service, 2 Standby, 3 Permit) |  | In Service Stand-By In-Active PTW | true | true | true | 1 | 1
Ground Hopper sump pump 1 ( 1 Service, 2 Standby, 3 Permit) |  | In Service Stand-By In-Active PTW | true | true | true | 1 | 1
Ground Hopper sump pump 2 ( 1 Service, 2 Standby, 3 Permit) |  | In Service Stand-By In-Active PTW | true | true | true | 1 | 1
ILMS-1( 1 Service, 2 Standby, 3 Permit) |  | In Service Stand-By In-Active PTW | true | true | true | 1 | 1
ILMS-2( 1 Service, 2 Standby, 3 Permit) |  | In Service Stand-By In-Active PTW | true | true | true | 1 | 1
ILMS-3( 1 Service, 2 Standby, 3 Permit) |  | In Service Stand-By In-Active PTW | true | true | true | 1 | 1
ILMS-4( 1 Service, 2 Standby, 3 Permit) |  | In Service Stand-By In-Active PTW | true | true | true | 1 | 1
Paddle feeder # A Gear box oil level |  | In Service Stand-By In-Active PTW | true | true | true | 0 | 0
Paddle feeder # B Gear box oil level |  | In Service Stand-By In-Active PTW | true | true | true | 0 | 0
Paddle feeder # A hydraulic oil level |  | In Service Stand-By In-Active PTW | true | true | true | 0 | 0
Paddle feeder # B hydraulic oil level |  | In Service Stand-By In-Active PTW | true | true | true | 0 | 0
Service Water Pump
Service Water Pump in.Service ( 1 Service, 2 Standby, 3 Permit) | 10GHE01AP001 | In Service Stand-By In-Active PTW | true | true | true | 1 | 1
Service Water Pump in Pr. | 10GHE01AP002 | In Service Stand-By In-Active PTW | true | true | true | 0 | 0
LHP Transformer 101BHT11
Winding Temperature in° C |  | In Service Stand-By In-Active PTW | true | true | true | 0 | 0
Oil Temperature in° C |  | In Service Stand-By In-Active PTW | true | true | true | 0 | 0
Transformer Conservator Oil Level |  | In Service Stand-By In-Active PTW | true | true | true | 0 | 0
Silica Gel Condition (1 Blue, 2 Pink) |  | In Service Stand-By In-Active PTW | true | true | true | 0 | 0
Lignite Bunkers
Lignite Bunker 10 Level | 10HFA10CL001 | In Service Stand-By In-Active PTW | true | true | true | 0 | 0
Lignite Bunker 20 Level | 10HFA10CL002. | In Service Stand-By In-Active PTW | true | true | true | 0 | 0
Lignite Bunker 30 Level | 10HFA10CL003 | In Service Stand-By In-Active PTW | true | true | true | 0 | 0
Lignite Bunker 40 Level | 10HFA10CL004 | In Service Stand-By In-Active PTW | true | true | true | 0 | 0
Lignite Bunker 50 Level | 10HFA10CL004 | In Service Stand-By In-Active PTW | true | true | true | 0 | 0
Lignite Bunker 60 Level | 10HFA10CL006 | In Service Stand-By In-Active PTW | true | true | true | 0 | 0
LHP Shift Start / End Readings
Belt Conveyor 1A Integrated Reading |  | In Service Stand-By In-Active PTW | true | true | true | 0 | 0
Belt Conveyor 1B Integrated Reading |  | In Service Stand-By In-Active PTW | true | true | true | 0 | 0
Auto sampling unit running time |  | In Service Stand-By In-Active PTW | true | true | true | 0 | 0
Cumulative bunker level(Initial) |  | In Service Stand-By In-Active PTW | true | true | true | 0 | 0
Stream A - Lignite transfer / Consumption |  | In Service Stand-By In-Active PTW | true | true | true | 0 | 0
Stream B - Lignite transfer / Consumption |  | In Service Stand-By In-Active PTW | true | true | true | 0 | 0
LHP - Lignite receipt Load Cell details
BC 1 |  | In Service Stand-By In-Active PTW | true | true | true | 0 | 0
BC 3 |  | In Service Stand-By In-Active PTW | true | true | true | 0 | 0
LHP - Equipment Status ( 1 Service, 2 Standby, 3 Permit)
Reclaimed Stock Pile in the shift(Conical-1 / Rectangular-2) |  | In Service Stand-By In-Active PTW | true | true | true | 1 | 1
Lignite - blending ratio ( conical : Rectangular) |  | In Service Stand-By In-Active PTW | true | true | true | 1 | 1
Auto Sampler System( 1 Service, 2 Standby, 3 Permit) |  | In Service Stand-By In-Active PTW | true | true | true | 1 | 1
Dust Extraction system( 1 Service, 2 Standby, 3 Permit) |  | In Service Stand-By In-Active PTW | true | true | true | 1 | 1
Chemical DS system( 1 Service, 2 Standby, 3 Permit) |  | In Service Stand-By In-Active PTW | true | true | true | 1 | 1
Stock Pile DS System( 1 Service, 2 Standby, 3 Permit) |  | In Service Stand-By In-Active PTW | true | true | true | 1 | 1
Ground Hopper sump pump 1 ( 1 Service, 2 Standby, 3 Permit) |  | In Service Stand-By In-Active PTW | true | true | true | 1 | 1
Ground Hopper sump pump 2 ( 1 Service, 2 Standby, 3 Permit) |  | In Service Stand-By In-Active PTW | true | true | true | 1 | 1
ILMS-1( 1 Service, 2 Standby, 3 Permit) |  | In Service Stand-By In-Active PTW | true | true | true | 1 | 1
ILMS-2( 1 Service, 2 Standby, 3 Permit) |  | In Service Stand-By In-Active PTW | true | true | true | 1 | 1
ILMS-3( 1 Service, 2 Standby, 3 Permit) |  | In Service Stand-By In-Active PTW | true | true | true | 1 | 1
ILMS-4( 1 Service, 2 Standby, 3 Permit) |  | In Service Stand-By In-Active PTW | true | true | true | 1 | 1
Paddle feeder # A Gear box oil level |  | In Service Stand-By In-Active PTW | true | true | true | 0 | 0
Paddle feeder # B Gear box oil level |  | In Service Stand-By In-Active PTW | true | true | true | 0 | 0
Paddle feeder # A hydraulic oil level |  | In Service Stand-By In-Active PTW | true | true | true | 0 | 0
Paddle feeder # B hydraulic oil level |  | In Service Stand-By In-Active PTW | true | true | true | 0 | 0
Service Water Pump
Service Water Pump in.Service ( 1 Service, 2 Standby, 3 Permit) | 10GHE01AP001 | In Service Stand-By In-Active PTW | true | true | true | 1 | 1
Service Water Pump in Pr. | 10GHE01AP002 | In Service Stand-By In-Active PTW | true | true | true | 0 | 0
LHP Transformer 101BHT11
Winding Temperature in° C |  | In Service Stand-By In-Active PTW | true | true | true | 0 | 0
Oil Temperature in° C |  | In Service Stand-By In-Active PTW | true | true | true | 0 | 0
Transformer Conservator Oil Level |  | In Service Stand-By In-Active PTW | true | true | true | 0 | 0
Silica Gel Condition (1 Blue, 2 Pink) |  | In Service Stand-By In-Active PTW | true | true | true | 0 | 0
Lignite Bunkers
Lignite Bunker 10 Level | 10HFA10CL001 | In Service Stand-By In-Active PTW | true | true | true | 0 | 0
Lignite Bunker 20 Level | 10HFA10CL002. | In Service Stand-By In-Active PTW | true | true | true | 0 | 0
Lignite Bunker 30 Level | 10HFA10CL003 | In Service Stand-By In-Active PTW | true | true | true | 0 | 0
Lignite Bunker 40 Level | 10HFA10CL004 | In Service Stand-By In-Active PTW | true | true | true | 0 | 0
Lignite Bunker 50 Level | 10HFA10CL004 | In Service Stand-By In-Active PTW | true | true | true | 0 | 0
Lignite Bunker 60 Level | 10HFA10CL006 | In Service Stand-By In-Active PTW | true | true | true | 0 | 0
LHP Shift Start / End Readings
Belt Conveyor 1A Integrated Reading |  | In Service Stand-By In-Active PTW | true | true | true | 0 | 0
Belt Conveyor 1B Integrated Reading |  | In Service Stand-By In-Active PTW | true | true | true | 0 | 0
Auto sampling unit running time |  | In Service Stand-By In-Active PTW | true | true | true | 0 | 0
Cumulative bunker level(Initial) |  | In Service Stand-By In-Active PTW | true | true | true | 0 | 0
Stream A - Lignite transfer / Consumption |  | In Service Stand-By In-Active PTW | true | true | true | 0 | 0
Stream B - Lignite transfer / Consumption |  | In Service Stand-By In-Active PTW | true | true | true | 0 | 0
LHP - Lignite receipt Load Cell details
BC 1 |  | In Service Stand-By In-Active PTW | true | true | true | 0 | 0
BC 3 |  | In Service Stand-By In-Active PTW | true | true | true | 0 | 0
LHP - Equipment Status ( 1 Service, 2 Standby, 3 Permit)
Reclaimed Stock Pile in the shift(Conical-1 / Rectangular-2) |  | In Service Stand-By In-Active PTW | true | true | true | 1 | 1
Lignite - blending ratio ( conical : Rectangular) |  | In Service Stand-By In-Active PTW | true | true | true | 1 | 1
Auto Sampler System( 1 Service, 2 Standby, 3 Permit) |  | In Service Stand-By In-Active PTW | true | true | true | 1 | 1
Dust Extraction system( 1 Service, 2 Standby, 3 Permit) |  | In Service Stand-By In-Active PTW | true | true | true | 1 | 1
Chemical DS system( 1 Service, 2 Standby, 3 Permit) |  | In Service Stand-By In-Active PTW | true | true | true | 1 | 1
Stock Pile DS System( 1 Service, 2 Standby, 3 Permit) |  | In Service Stand-By In-Active PTW | true | true | true | 1 | 1
Ground Hopper sump pump 1 ( 1 Service, 2 Standby, 3 Permit) |  | In Service Stand-By In-Active PTW | true | true | true | 1 | 1
Ground Hopper sump pump 2 ( 1 Service, 2 Standby, 3 Permit) |  | In Service Stand-By In-Active PTW | true | true | true | 1 | 1
ILMS-1( 1 Service, 2 Standby, 3 Permit) |  | In Service Stand-By In-Active PTW | true | true | true | 1 | 1
ILMS-2( 1 Service, 2 Standby, 3 Permit) |  | In Service Stand-By In-Active PTW | true | true | true | 1 | 1
ILMS-3( 1 Service, 2 Standby, 3 Permit) |  | In Service Stand-By In-Active PTW | true | true | true | 1 | 1
ILMS-4( 1 Service, 2 Standby, 3 Permit) |  | In Service Stand-By In-Active PTW | true | true | true | 1 | 1
Paddle feeder # A Gear box oil level |  | In Service Stand-By In-Active PTW | true | true | true | 0 | 0
Paddle feeder # B Gear box oil level |  | In Service Stand-By In-Active PTW | true | true | true | 0 | 0
Paddle feeder # A hydraulic oil level |  | In Service Stand-By In-Active PTW | true | true | true | 0 | 0
Paddle feeder # B hydraulic oil level |  | In Service Stand-By In-Active PTW | true | true | true | 0 | 0
Service Water Pump
Service Water Pump in.Service ( 1 Service, 2 Standby, 3 Permit) | 10GHE01AP001 | In Service Stand-By In-Active PTW | true | true | true | 1 | 1
Service Water Pump in Pr. | 10GHE01AP002 | In Service Stand-By In-Active PTW | true | true | true | 0 | 0
LHP Transformer 101BHT11
Winding Temperature in° C |  | In Service Stand-By In-Active PTW | true | true | true | 0 | 0
Oil Temperature in° C |  | In Service Stand-By In-Active PTW | true | true | true | 0 | 0
Transformer Conservator Oil Level |  | In Service Stand-By In-Active PTW | true | true | true | 0 | 0
Silica Gel Condition (1 Blue, 2 Pink) |  | In Service Stand-By In-Active PTW | true | true | true | 0 | 0

## Main Boiler Lancing
Before & After Water Lance Operation
GaugeName | Code | Status | Display | Enabled | Mandatory | Min Value | Max Value
Unit load | 10CFA01CE901 | In Service Stand-By In-Active PTW | true | true | true | 0 | 0
Water wall Temperature 1 | 10HAD21 | In Service Stand-By In-Active PTW | true | true | true | 0 | 0
Water wall Temperature 2 | 10HAD22 | In Service Stand-By In-Active PTW | true | true | true | 0 | 0
Water wall Temperature 3 | 10HAD23 | In Service Stand-By In-Active PTW | true | true | true | 0 | 0
Water wall Temperature 4 | 10HAD24 | In Service Stand-By In-Active PTW | true | true | true | 0 | 0
Flue gas temperature before Super Heater-2 | 10HBK11CT002_AV | In Service Stand-By In-Active PTW | true | true | true | 0 | 0
Flue gas temperature before Super Heater-2 | 10HBK11CT001_AV | In Service Stand-By In-Active PTW | true | true | true | 0 | 0
Steam temperature Super Heater-1 inlet (left) | 10HAH02CT002_AV | In Service Stand-By In-Active PTW | true | true | true | 0 | 0
Steam temperature Super Heater-1 inlet (right) | 10HAH01CT002 AV. | In Service Stand-By In-Active PTW | true | true | true | 0 | 0
Flue gas vertical duct temperature | 10HNA01CT901_AV | In Service Stand-By In-Active PTW | true | true | true | 0 | 0
Feed water enthalpy | 10LAC00DU100E_AV | In Service Stand-By In-Active PTW | true | true | true | 0 | 0
Flue gas stack temperature | 10HNE11CT901_AV | In Service Stand-By In-Active PTW | true | true | true | 0 | 0
Slag conveyor speed | 10HDA11CS001_AV | In Service Stand-By In-Active PTW | true | true | true | 0 | 0

## Day Shift - DM Plant Log
BAT Level
GaugeName | Code | Status | Display | Enabled | Mandatory | Min Value | Max Value
Initial |  | In Service Stand-By In-Active PTW | true | true | true | 0 | 0
Final |  | In Service Stand-By In-Active PTW | true | true | true | 0 | 0
BCT Level
Initial |  | In Service Stand-By In-Active PTW | true | true | true | 0 | 0
Final |  | In Service Stand-By In-Active PTW | true | true | true | 0 | 0
DM Tank Level
Initial |  | In Service Stand-By In-Active PTW | true | true | true | 0 | 0
Final |  | In Service Stand-By In-Active PTW | true | true | true | 0 | 0
DM Tank Totaliser
Initial |  | In Service Stand-By In-Active PTW | true | true | true | 0 | 0
Final |  | In Service Stand-By In-Active PTW | true | true | true | 0 | 0
DM Water
Production |  | In Service Stand-By In-Active PTW | true | true | true | 0 | 0
Consumption |  | In Service Stand-By In-Active PTW | true | true | true | 0 | 0
Stock |  | In Service Stand-By In-Active PTW | true | true | true | 0 | 0
Portable water tank level
Initial |  | In Service Stand-By In-Active PTW | true | true | true | 0 | 0
Final |  | In Service Stand-By In-Active PTW | true | true | true | 0 | 0
Flow Totalliser Readings
DMF A (Initial) |  | In Service Stand-By In-Active PTW | true | true | true | 0 | 0
DMF A (Final) |  | In Service Stand-By In-Active PTW | true | true | true | 0 | 0
DMF B (Initial) |  | In Service Stand-By In-Active PTW | true | true | true | 0 | 0
DMF B (Final) |  | In Service Stand-By In-Active PTW | true | true | true | 0 | 0
ACF A (Initial) |  | In Service Stand-By In-Active PTW | true | true | true | 0 | 0
ACF A (Final) |  | In Service Stand-By In-Active PTW | true | true | true | 0 | 0
ACF B (Initial) |  | In Service Stand-By In-Active PTW | true | true | true | 0 | 0
ACF B (Final) |  | In Service Stand-By In-Active PTW | true | true | true | 0 | 0
SAC A (Initial) |  | In Service Stand-By In-Active PTW | true | true | true | 0 | 0
SAC A (Final) |  | In Service Stand-By In-Active PTW | true | true | true | 0 | 0
SAC B (Initial) |  | In Service Stand-By In-Active PTW | true | true | true | 0 | 0
SAC B (Final) |  | In Service Stand-By In-Active PTW | true | true | true | 0 | 0
SBA-1 A (Initial) |  | In Service Stand-By In-Active PTW | true | true | true | 0 | 0
SBA-1 A (Final) |  | In Service Stand-By In-Active PTW | true | true | true | 0 | 0
SBA-1 B (Initial) |  | In Service Stand-By In-Active PTW | true | true | true | 0 | 0
SBA-1 B (Final) |  | In Service Stand-By In-Active PTW | true | true | true | 0 | 0
SBA-2 A (Initial) |  | In Service Stand-By In-Active PTW | true | true | true | 0 | 0
SBA-2 A (Final) |  | In Service Stand-By In-Active PTW | true | true | true | 0 | 0
SBA-2 B (Initial) |  | In Service Stand-By In-Active PTW | true | true | true | 0 | 0
SBA-2 B (Final) |  | In Service Stand-By In-Active PTW | true | true | true | 0 | 0
MB A (Initial) |  | In Service Stand-By In-Active PTW | true | true | true | 0 | 0
MB A (Final) |  | In Service Stand-By In-Active PTW | true | true | true | 0 | 0
MB B (Initial) |  | In Service Stand-By In-Active PTW | true | true | true | 0 | 0
MB B (Final) |  | In Service Stand-By In-Active PTW | true | true | true | 0 | 0
N.Pit Level A
Initial |  | In Service Stand-By In-Active PTW | true | true | true | 0 | 0
Final |  | In Service Stand-By In-Active PTW | true | true | true | 0 | 0
Regeneration Status
Regeneration Status for Stream |  | In Service Stand-By In-Active PTW | true | true | true | 0 | 0
Regeneration Status for CPP |  | In Service Stand-By In-Active PTW | true | true | true | 0 | 0
Chemical Consumption
Stream A Acid |  | In Service Stand-By In-Active PTW | true | true | true | 0 | 0
Stream A Caustic |  | In Service Stand-By In-Active PTW | true | true | true | 0 | 0
Stream B Acid |  | In Service Stand-By In-Active PTW | true | true | true | 0 | 0
Stream B Caustic |  | In Service Stand-By In-Active PTW | true | true | true | 0 | 0
CRSV Acid |  | In Service Stand-By In-Active PTW | true | true | true | 0 | 0
ARV Caustic |  | In Service Stand-By In-Active PTW | true | true | true | 0 | 0
Chemical Transfer Status
AMT 1 |  | In Service Stand-By In-Active PTW | true | true | true | 0 | 0
AMT 2 |  | In Service Stand-By In-Active PTW | true | true | true | 0 | 0
AMT 4 |  | In Service Stand-By In-Active PTW | true | true | true | 0 | 0
CDT 1 |  | In Service Stand-By In-Active PTW | true | true | true | 0 | 0
CDT 2 |  | In Service Stand-By In-Active PTW | true | true | true | 0 | 0
CDT 4 |  | In Service Stand-By In-Active PTW | true | true | true | 0 | 0
Chemical Transfer Status |  | In Service Stand-By In-Active PTW | true | true | true | 0 | 0
Ultra Filter Status( 1 Service, 2 Standby, 3 Permit, 4 By-pass)
A ( 1 Service, 2 Standby, 3 Permit, 4 By-pass) |  | In Service Stand-By In-Active PTW | true | true | true | 1 | 1
B ( 1 Service, 2 Standby, 3 Permit, 4 By-pass) |  | In Service Stand-By In-Active PTW | true | true | true | 1 | 1
C ( 1 Service, 2 Standby, 3 Permit, 4 By-pass) |  | In Service Stand-By In-Active PTW | true | true | true | 1 | 1
CPU Status ( 1 Service, 2 Standby, 3 Permit, 4 Isolated)
CPU-A ( 1 Service, 2 Standby, 3 Permit, 4 Isolated) |  | In Service Stand-By In-Active PTW | true | true | true | 1 | 1
CPU-B ( 1 Service, 2 Standby, 3 Permit, 4 Isolated) |  | In Service Stand-By In-Active PTW | true | true | true | 1 | 1
CPU-C ( 1 Service, 2 Standby, 3 Permit, 4 Isolated) |  | In Service Stand-By In-Active PTW | true | true | true | 1 | 1
Backwash pit level
Initial |  | In Service Stand-By In-Active PTW | true | true | true | 0 | 0
Final |  | In Service Stand-By In-Active PTW | true | true | true | 0 | 0
N.Pit Level B
Initial |  | In Service Stand-By In-Active PTW | true | true | true | 0 | 0
Final |  | In Service Stand-By In-Active PTW | true | true | true | 0 | 0